## Index
Type | Name | Cells | Dim | Rdim | Cdim
set | b | Sets!C2:G12 |  |  | 1 | biomass feedstock
set | c | Sets!C3:N3 |  |  | 1 | Clusters
set | d | Sets!C4:E4 |  |  | 1 | Diameter size for pipelines
set | f | Sets!C5:I5 |  |  | 1 | Fuels
set | g | Sets!C6:O6 |  |  | 1 | Regions
set | h | Sets!C7:Z7 |  |  | 1 | hours
set | i | Sets!C8:N8 |  |  | 1 | interconnections
set | j | Sets!C9:AE9 |  |  | 1 | Technologies
set | k | Sets!C10:H10 |  |  | 1 | Countries
set | r | Sets!C11:F11 |  |  | 1 | Reservoirs
set | t | Sets!C12:H12 |  |  | 1 | years
set | GimpE | Regions!U4:W15 |  | 3 |  | regions g that electricity can be imported from interconnectors I
set | GimpH | Regions!U20:V27 |  | 2 |  | regions g that hydrogen can be imported
set | GR | Regions!M4:N6 |  | 2
set | GS | Regions!Q4:R7 |  | 2
set | jb | Sets!C13:E13 |  |  | 1 | biomass technologies
set | jccs | Sets!C14:H14 |  |  | 1 | technologies wiht CCS
set | je | Sets!C15:R15 |  |  | 1 | electricity technologies
set | jep | Sets!C16:P16 |  |  | 1 | electricity production technologies
set | jes | Sets!C17:D17 |  |  | 1 | electricity storage technologies
set | jh | Sets!C18:L18 |  |  | 1 | hydrogen technologies
set | jhe | Sets!C19:Z19 |  |  | 1 | heating technologies
set | jhp | Sets!C20:F20 |  |  | 1 | hydrogen production technologies
set | jhs | Sets!C21:H21 |  |  | 1 | hydrogen storage technologies
set | jlf | Sets!C24:H24 |  |  | 1 | load factor technologies
set | jre | Sets!C22:F22 |  |  | 1 | renewable electricity technologies
set | jth | Sets!C23:L23 |  |  | 1 | electricity production thermal technologies
set | N | Regions!C4:D49 |  | 2 |  | neighbour Regions
set | Npipe | Regions!I4:J35 |  | 2 |  | neighbour Regions connected with pipeline
par | aeC0 | CO2Reservoirs!A11:B14 |  | 1
par | AV | ClusteredDataSTOR!BE1:CS146 |  | 2 | 2 | availability of renewable technology j in region g, cluster c and hour h (%) | ClusteredData!AA1:BO146
par | ayC0 | Pipelines!D50 |  | 2 | 1
par | ayHR0 | Pipelines!B49:D50 |  | 2 | 1 | initial availability of a regional hydrogen pipeline of diameter size d between regions g and g1 (0-1)
par | BR | TechData!A165:H196 |  | 1 | 1 | building rate for technology j and time period t (MW)
par | breg | Biomass!B4:C16 |  | 1 |  | biomass percentage in each region g (%)
par | Capf | InitCap!A28:O30 |  | 2 | 1 | future capacity of renewable electricity plants (units)
par | CapInit | InitCap!A11:N18 |  | 1 | 1 | initial capacity of renewable electricity plants (units)
par | capunit | TechData!A3:B22 |  | 1 |  | unit capacity of technology type j (MW)
par | cc_fix | CostTech!A2:G28 |  | 1 | 1 | fixed capital cost of technology type j (£/MW)
par | cc_heat | HeatTech!A2:G7 |  | 1 | 1 | fixed capital cost of technology type j (£/MW)
par | ccurt | General!A3 |  | 0 | 0 | curtailment cost (£/MW)
par | Chmax | TechData!F3:G8 |  | 1 |  | maximum charge of storage technology j with fuel f (units)
par | CM | General!A44 |  | 0 | 0 | capacity margin (%)
par | Com | ClusteredDataSTOR!AA2:AO146 |  | 2 | 1 | Commercial Gas demand (MW)
par | com_year | Calculations!J52:O53 |  |  | 1 | percentage of future commercial heat demand comparing to a past year
par | cshut | CostTech!E33:F45 |  | 1 |  | shutting down cost for technology j (£)
par | cstart | CostTech!A33:B45 |  | 1 |  | starting up cost for technology j (£/MW)
par | ct | Emissions!A3:F4 |  |  | 1 | carbon tax in time period t (£ tn-1 CO2)
par | ctr | Trans_Inter!A3 |  | 0 | 0 | electricity transmission cost (£/MW/km)
par | cVoLL | General!A49 |  | 0 | 0 | Value of Lost Load (£/MWh)
par | DCmax | TechData!L3:M8 |  | 1 |  | maximum discharge of storage technology j with fuel f (MW)
par | delta | Pipelines!A5 |  | 0 | 0 | Ratio of pipeline operating costs to capital costs (%)
par | Dist | Distances!A4:N17 |  | 1 | 1 | regional delivery distance of hydrogen transportation in region g (km)
par | DistPipe | Distances!Q4:AD17 |  | 1 | 1 | delivery distance of a onshore CO2 pipeline between regions g and g1 (km)
par | DistRes | Distances!B24:D26 |  | 2 |  | Distance from CO2 collection point in region g to reservoir r (km)
par | DistSt | Distances!B32:D35 |  | 2 |  | distance between region g and underground storage type s
par | Dom | ClusteredDataSTOR!L2:Z146 |  | 2 | 1 | Domestic Gas demand (MW) | ClusteredData!L2:Z146
par | dom_year | Calculations!C52:H53 |  |  | 1 | percentage of future domestic heat demand comparing to a past year
par | drf | TechData!A145:B160 |  | 1 |  | derating factor for each technology j (%)
par | drfI | Trans_Inter!A27:B38 |  | 1 |  | de-rating factor for each interconnector I (%)
par | DT | TechData!F27:G36 |  | 1 |  | min down time of technology type j(h)
par | dur | General!A8 |  | 0 | 0 | duration of time periods (y)
par | dw | Transportation!B4 |  | 0 | 0 | driver wage of road transportation(£ h-1)
par | elec_year | Calculations!C40:H41 |  |  | 1 | percentage of future electricity demand comparing to a past year
par | ElecDem | ClusteredDataSTOR!I3:K146 |  | 2 |  | electricity demand (MW) | ClusteredData!I3:K146
par | et | Emissions!A42:F43 |  |  | 1 | emissions target in time period t (tCO2)
par | eta | TechData!A109:H135 |  | 1 | 1 | efficiencty of technology type j (%)
par | eta_self | TechData!A230:B237 |  | 1 |  | self discharge of technology type j (%)
par | eta_heat | HeatTech!A11:G16 |  | 1 | 1 | Efficiency of technology type j (%)
par | EtP | TechData!A242:B249 |  | 1 |  | Energy to power for storage (h)
par | fe | Transportation!B22 |  | 0 | 0 | fuel economy of road transportation (km l-1)
par | fp | Transportation!B10 |  | 0 | 0 | fuel price of road transportation (£ l-1)
par | fuelc | Fuels!A3:G8 |  | 1 | 1 | cost of fuel f in time period t (£)
par | ge | Transportation!B16 |  | 0 | 0 | general expenses of road transportation (£ d-1)
par | goc | General!A38 |  | 0 | 0 | gas operating cost (£/MWh)
par | ICap | Trans_Inter!A6:H18 |  | 2 | 1 | limit of electricity interconnection with country i in region g and time period t (MW)
par | Ind | ClusteredDataSTOR!AP2:BD146 |  | 2 | 1 | Industrial Gas demand (MW) | ClusteredData!L2:Z146
par | ind_year | Calculations!Q52:V53 |  |  | 1 | percentage of future industrial heat demand comparing to a past year
par | iota | General!A13 |  | 0 | 0 | maximum percentage of international hydrogen imports over the total demand (%)
par | ipe | ClusteredDataSTOR!A2:H146 |  | 2 | 1 | Electricity import price from | ClusteredData!A2:H146
par | iph | General!A28 |  | 0 | 0 | Hydrogen import price (£/MWh)
par | ir | General!A18 |  | 0 | 0 | discount rate (%)
par | landAV | LandAvailability!A2:N5 |  | 1 | 1 | land availability (MW)
par | ldd | Trans_Inter!O4:Q172 |  | 2 |  | electricity transmission distance from region g to g1 (km)
par | lfmax | TechData!E200:F225 |  | 1 |  | average load factor of technology j (%)
par | lfmin | TechData!A200:B225 |  | 1 |  | average load factor of technology j (%)
par | LT | TechData!A41:B66 |  | 1 |  | useful life of technology type j (y)
par | LTpipe | Pipelines!A44 |  | 0 | 0 | useful life of pipelines (y)
par | LTroad | Transportation!B64 |  | 0 | 0 | lifetime of road transportation units (y)
par | LT_heat | HeatTech!A21:B25 |  | 1 |  | Lifetime of heat technology jhe (y)
par | lossesI | Trans_Inter!A42:B53 |  | 1 |  | Losses in interconnection I (%)
par | lut | Transportation!B28 |  | 0 | 0 | load and unload time of road transportation mode l (h)
par | me | Transportation!B34 |  | 0 | 0 | maintenance expenses of road transportation mode l (£ km-1)
par | nel | General!A23 |  | 0 | 0 | economic life cycle of capital investments (y)
par | Nuf | InitCap!A22:O24 |  | 2 | 1 | future capacity of thermal electricity plants (units)
par | NUInit | InitCap!A2:N8 |  | 1 | 1 | initial capacity of thermal electricity plants (units)
par | oc_fix | CostTech!L2:R28 |  | 1 | 1 | fixed operating cost of technology j in time period t (£/MW/y)
par | oc_var | CostTech!W3:X28 |  | 1 |  | variable operating cost of technology j in time period t (£/MWh)
par | oc_var_ch | CostTech!AE3:AF10 |  | 1 |  | variable operating cost for charging of technology j in time period t (£/MWh)
par | pc_offshore | Pipelines!F33:G38 |  | 1 |  | capital costs of an offshore CO2 pipeline of diameter size d (£ km-1)
par | pc_onshore | Pipelines!A32:C38 |  | 1 | 1 | capital costs of a n pipeline of diameter size d and fuel f(£ km-1)
par | pim_y | Trans_Inter!A57:G63 |  | 1 | 1 | adjustion for interconncetion prices
par | Pmax | TechData!F71:G84 |  | 1 |  | maximum production capacity of technology j (%)
par | Pmin | TechData!A71:B84 |  | 1 |  | minimum production capacity of technology j (%)
par | qmax | Pipelines!A21:C27 |  | 1 | 1 | maximum flowrate in a hydrogen pipeline of diameter size d (tn H2 d-1)
par | pp | General!A32:M33 |  |  | 1 | population percentage of each region g
par | rcap | CO2Reservoirs!A3:B6 |  | 1 |  | total capacity of reservoir r (tn CO2-eq)
par | RD | TechData!A91:B104 |  | 1 |  | Comit Ramp down of technology j
par | ri0 | CO2Reservoirs!A11:B14 |  | 1 |  | initial CO2 inventory in reservoir r (tn CO2)
par | rtc | Transportation!B58 |  | 0 | 0 | road transportation unit capital cost (£/unit)
par | RU | TechData!F91:G104 |  | 1 |  | Comit Ramp up of technology j
par | SD | TechData!K91:L100 |  | 1 |  | Start Ramp down of technology j
par | Sdur | TechData!A139:B140 |  | 1
par | sp | Transportation!B40 |  | 0 | 0 | average speed of road transportation mode l transporting product type i within a region(km h-1)
par | Stmax | TechData!P71:Q76 |  | 1 |  | maximum storage capacity of technology j (%)
par | Stmin | TechData!K71:L76 |  | 1 |  | minimum storage capacity of technology j (%)
par | SU | TechData!P91:Q100 |  | 1 |  | Start Ramp down of technology j
par | tcap | Transportation!B46 |  | 0 | 0 | capacity of road transportation (MWh unit-1)
par | temp | ClusteredDataSTOR!CT2:DH146 |  | 2 | 1 | temperature in cluster c, hour h and region g© | ClusteredData!BP2:CD146
par | tmc | Transportation!B58 |  | 0 | 0
par | triup | Trans_Inter!A23 |  | 0 | 0 | maximum transmission capacity expansion (MW)
par | UT | TechData!A27:B36 |  | 1 |  | min up time of technology j (h)
par | Vbio_max | Biomass!B21:G22 |  |  | 1 | biomass availability in time period t (TWh)
par | WF | ClusteredDataSTOR!DJ4:DK9 |  | 1 |  | weight of clusters (d) | ClusteredDataSTOR!CF4:CG9
par | y_c | Emissions!A9:B21 |  | 1 |  | coefficient of CO2 capture for plant type p in time period t(tn CO2 / MWh)
par | y_e | Emissions!A26:G38 |  | 1 |  | coefficient of CO2 emission for plant type p and size j in time period t(tn CO2 / MWh)

## Sets
Description | Set
biomass feedstock | b | DEC | SRF | FR | AR | IMP
Clusters | c | c1 | c2 | c3 | c4 | c5 | c6 | c7 | c8 | c9 | c10 | c11 | c12
Diameter size for pipelines | d | d1 | d2 | d3
Fuels | f | Elec | GH2 | CO2 | Bio | Gas | Uranium | [23 empty] | EA | EM | NW
Regions | g | EA | EM | NE | NO | NT | NW | SC | SE | SO | SW | WM | WN | WS | [16 empty] | EA | EM | NE | NT | NO | NW | SC | SE | SO | SW | WM | WN | WS
hours | h | h1 | h2 | h3 | h4 | h5 | h6 | h7 | h8 | h9 | h10 | h11 | h12 | h13 | h14 | h15 | h16 | h17 | h18 | h19 | h20 | h21 | h22 | h23 | h24
interconnections | i | IFA | BRITNED | IFA2 | EWIC | NSN | NORTHCONNECT | FABLINK | VIKINGLINK | NEMO | ELECLINK | MOYLE | GREENLINK | [18 empty] | Coal
Technologies | j | SMRCCS | ATRCCS | BGCCS | WE | FC | H2CCGT | Nuclear | OCGT | CCGTCCS | BECCS | Biomass | CCGT | WindOn | WindOff | Solar | Hydro | MPSV | HPSV | OnTeeside | OnChesire | OnYorkshire | OffIrishSea | LeadBat | PumpHy | GasBoiler | HyBoiler | ASHP | HyASHP | HyGasBoiler |  | Hybrid | CoalCCS | Coal |  | *coal phased out IN 2024 according to ESO
Countries | k | FR | NL | IR | NO | DK | BG | [28 empty] | https://www.gov.uk/government/news/end-to-coal-power-brought-forward-to-october-2024
Reservoirs | r | NNS | CNS | SNS | EISB
years | t | t1 | t2 | t3 | t4 | t5 | t6
biomass technologies | jb | BECCS | BGCCS | Biomass
technologies wiht CCS | jccs | SMRCCS | ATRCCS | BGCCS | CCGTCCS | BECCS
electricity technologies | je | FC | H2CCGT | Nuclear | OCGT | CCGTCCS | BECCS | Biomass | CCGT | WindOn | WindOff | Solar | Hydro | LeadBat | PumpHy
electricity production technologies | jep | FC | H2CCGT | Nuclear | OCGT | CCGTCCS | BECCS | Biomass | CCGT | WindOn | WindOff | Solar | Hydro
electricity storage technologies | jes | LeadBat | PumpHy
hydrogen technologies | jh | SMRCCS | ATRCCS | BGCCS | WE | MPSV | HPSV | OnTeeside | OnChesire | OnYorkshire | OffIrishSea
heating technologies | jhe | GasBoiler | HyBoiler | ASHP | HyASHP | HyGasBoiler
hydrogen production technologies | jhp | SMRCCS | ATRCCS | BGCCS | WE
hydrogen storage technologies | jhs | MPSV | HPSV | OnTeeside | OnChesire | OnYorkshire | OffIrishSea
renewable electricity technologies | jre | WindOn | WindOff | Solar | Hydro
electricity production thermal technologies | jth | FC | H2CCGT | Nuclear | OCGT | CCGTCCS | BECCS | Biomass | CCGT
unit commitment technologies | jlf | Nuclear

## Distances
| Distance LDZ (km) |  | Ref | [1-2] | [9 empty] | Pipe distance LDZ (km) ArcGIS |  |  |  | According to gas pipe
Dist(g,g1) | EA | EM | NE | NO | NT | NW | SC | SE | SO | SW | WM | WN | WS | DistPipe(g,g1) | EA | EM | NE | NO | NT | NW | SC | SE | SO | SW | WM | WN | WS
EA | 0 | 156 | 267 | 384 | 68 | 280 | 615 | 101 | 151 | 263 | 183 | 280 | 294 | EA | 0 | 132 | 0 | 0 | 169 | 0 | 0 | 0 | 167 | 0 | 0 | 0 | 0
EM | 156 | 0 | 118 | 237 | 198 | 127 | 463 | 240 | 222 | 265 | 92 | 163 | 246 | EM | 132 | 0 | 134 | 0 | 0 | 0 | 0 | 0 | 0 | 0 | 142 | 0 | 0
NE | 267 | 118 | 0 | 119 | 315 | 91 | 348 | 357 | 338 | 358 | 178 | 190 | 314 | NE | 0 | 134 | 0 | 105 | 0 | 94 | 0 | 0 | 0 | 0 | 0 | 0 | 0
NO | 384 | 237 | 119 | 0 | 434 | 166 | 233 | 476 | 454 | 461 | 287 | 269 | 404 | NO | 0 | 0 | 105 | 0 | 0 | 182 | 219 | 0 | 0 | 0 | 0 | 0 | 0
NT | 68 | 198 | 315 | 434 | 0 | 311 | 661 | 43 | 95 | 221 | 193 | 288 | 269 | NT | 169 | 0 | 0 | 0 | 0 | 0 | 0 | 13 | 34 | 0 | 0 | 0 | 0
NW | 280 | 127 | 91 | 166 | 311 | 0 | 361 | 354 | 307 | 296 | 132 | 105 | 238 | NW | 0 | 0 | 94 | 182 | 0 | 0 | 0 | 0 | 0 | 0 | 267 | 182 | 0
SC | 615 | 463 | 348 | 233 | 661 | 361 | 0 | 703 | 668 | 647 | 493 | 441 | 573 | SC | 0 | 0 | 0 | 219 | 0 | 0 | 0 | 0 | 0 | 0 | 0 | 0 | 0
SE | 101 | 240 | 357 | 476 | 43 | 354 | 703 | 0 | 106 | 236 | 233 | 326 | 295 | SE | 0 | 0 | 0 | 0 | 13 | 0 | 0 | 0 | 0 | 0 | 0 | 0 | 0
SO | 151 | 222 | 338 | 454 | 95 | 307 | 668 | 106 | 0 | 130 | 175 | 253 | 194 | SO | 167 | 0 | 0 | 0 | 34 | 0 | 0 | 0 | 0 | 123 | 0 | 0 | 0
SW | 263 | 265 | 358 | 461 | 221 | 296 | 647 | 236 | 130 | 0 | 181 | 206 | 88 | SW | 0 | 0 | 0 | 0 | 0 | 0 | 0 | 0 | 123 | 0 | 149 | 0 | 0
WM | 183 | 92 | 178 | 287 | 193 | 132 | 493 | 233 | 175 | 181 | 0 | 98 | 153 | WM | 0 | 142 | 0 | 0 | 0 | 267 | 0 | 0 | 0 | 149 | 0 | 0 | 237
WN | 280 | 163 | 190 | 269 | 288 | 105 | 441 | 326 | 253 | 206 | 98 | 0 | 137 | WN | 0 | 0 | 0 | 0 | 0 | 182 | 0 | 0 | 0 | 0 | 0 | 0 | 0
WS | 294 | 246 | 314 | 404 | 269 | 238 | 573 | 295 | 194 | 88 | 153 | 137 | 0 | WS | 0 | 0 | 0 | 0 | 0 | 0 | 0 | 0 | 0 | 0 | 237 | 0 | 0
32
Distance from CO2 collection point in region g to reservoir r (km)
| g | r | DistRes(g,r)
| EA | SNS | 100
| NW | EISB | 150
| SC | NNS | 213
| Distance from collection point in region g to H2 storage (km) | [5 empty] | Ref | [3]
| g | sc | DistSt(g,s)
| NO | OnTeeside | 35
| NW | OnChesire | 170
| NE | OnYorkshire | 104
| NW | OffIrishSea | 62

## TechData
Capacity of technology unit j (MW) |  |  | Ref |  | maximum charge of storage technology j with fuel f (units) |  |  |  | Ref | maximum discharge of storage technology j with fuel f (units) | [5 empty] | Ref
capunit (j) |  |  |  |  | CHmax(j) |  |  |  |  | DHmax(j) | [6 empty] | SMRCCS | 40
SMRCCS | 500 |  | [4] |  | OnTeeside | 909 |  |  | [4] | OnTeeside | 909 |  |  |  |  | [4] | ATRCCS | 40
ATRCCS | 500 |  | [4] |  | OnChesire | 1296 |  |  | [4] | OnChesire | 1296 |  |  |  |  | [4] | BGCCS | 30
BGCCS | 500 |  | [4] |  | OnYorkshire | 1113 |  |  | [4] | OnYorkshire | 1113 |  |  |  |  | [4] | WE | 30
WE | 100 |  | [4] |  | OffIrishSea | 825 |  |  | [4] | OffIrishSea | 825 |  |  |  |  | [4] | FC | 10
FC | 24 |  | [5] |  | MPSV | 111 |  |  | [4] | MPSV | 111 |  |  |  |  | [4] | Nuclear | 50
H2CCGT | 500 |  | [15] |  | HPSV | 28 |  |  | [4] | HPSV | 28 |  |  |  |  | [4] | OCGT | 25
Nuclear | 600 |  | [2] | [13 empty] | CoalCCS | 25
OCGT | 500 |  | [2] | [13 empty] | CCGTCCS | 25
CCGTCCS | 500 |  | [2]
BECCS | 500 |  | [2] | [13 empty] | Biomass | 40
Biomass | 350 |  | [2] | [13 empty] | CCGT | 25
CCGT | 500 |  | [2] | [13 empty] | Coal | 40
OnTeeside | 218000 |  | [4] | [13 empty] | WindOn | 25
OnChesire | 311000 |  | [4]
OnYorkshire | 267000 |  | [4] | [13 empty] | Solar | 25
OffIrishSea | 198000 |  | [4] | [13 empty] | Hydro
MPSV | 333 |  | [4] | [13 empty] | LeadBat
HPSV | 333 |  | [4] | [13 empty] | PumpHy
OnTeeside
OnChesire
OnYorkshire
OffIrishSea
min up time of technology j (h) |  |  |  |  | min down time of technology type j(h) | [11 empty] | MPSV
UT(j) |  |  | Ref |  | DT(j) |  |  | Ref | [8 empty] | HPSV
FC | 0 |  |  |  | FC | 0
H2CCGT | 2 |  | [5] |  | H2CCGT | 2 |  | [5]
Nuclear | 12 |  | [5] |  | Nuclear | 12 |  | [5]
CCGT | 2 |  | [11] |  | CCGT | 2 |  | [11]
CCGTCCS | 4 |  | [6] |  | CCGTCCS | 4 |  | [6]
OCGT | 1 |  | [2] |  | OCGT | 1 |  | [2]
Biomass | 4 |  | [6] |  | Biomass | 4 |  | [6]
BECCS | 8 |  | [6] |  | BECCS | 8 |  | [6]
useful life of technology type j (y) |  |  | Ref
LT(j)
SMRCCS | 40 |  | [6]
ATRCCS | 40 |  | [4]
BGCCS | 30 |  | [4]
WE | 30 |  | [4]
FC | 10 |  | [5]
H2CCGT | 30 |  | [6]
Nuclear | 50 |  | [2]
OCGT | 30 |  | [6]
CCGTCCS | 30 |  | [2]
BECCS | 40 |  | [4, 41]
Biomass | 40 |  | [6]
CCGT | 30 |  | [6]
WindOn | 30 |  | [40]
WindOff | 20 |  | [40]
Solar | 30 |  | [40]
Hydro | 40 |  | [7]
LeadBat | 20 |  | [15]
PumpHy | 50 |  | [40]
OnTeeside | 40 |  | [4]
OnChesire | 40 |  | [4]
OnYorkshire | 40 |  | [4]
OffIrishSea | 40 |  | [4]
MPSV | 40 |  | [4]
HPSV | 40 |  | [4]
minimum production capacity of technology j (%) |  |  |  |  | maximum production capacity of technology j (%) |  |  |  | minimum storage capacity of technology j (%) |  |  |  |  | maximum storage capacity of technology j (%)
Pmin(j) |  |  |  |  | Pmax(j) |  |  |  | Stmin(j) |  |  |  |  | Stmax(j)
SMRCCS | 0.2 | Walker |  |  | SMRCCS | 0.95 | BEIS, 2021 |  | OnTeeside | 0 |  |  |  | OnTeeside | 0.8
ATRCCS | 0.2 |  |  |  | ATRCCS | 0.95 |  |  | OnChesire | 0 |  |  |  | OnChesire | 0.8
BGCCS | 0.2 |  |  |  | BGCCS | 0.91 |  |  | OnYorkshire | 0 |  |  |  | OnYorkshire | 0.8
WE | 0.2 |  |  |  | WE | 0.98 |  |  | OffIrishSea | 0 |  |  |  | OffIrishSea | 0.8
H2CCGT | 0.35 | Assumptiom |  |  | H2CCGT | 1 | Assumptiom |  | MPSV | 0 |  |  |  | MPSV | 1
FC | 0.1 | Samsatli |  |  | FC | 1 | Samsatli |  | HPSV | 0 |  |  |  | HPSV | 1
Nuclear | 0.5 |  |  |  | Nuclear | 0.88
OCGT | 0.3 |  |  |  | OCGT | 0.94
CCGTCCS | 0.5 |  |  |  | CCGTCCS | 0.8
BECCS | 0.5 |  |  |  | BECCS | 0.8
Biomass | 0.4 |  |  |  | Biomass | 0.8
CCGT | 0.35 |  |  |  | CCGT | 0.87
Comit Ramp down of technology j |  |  |  |  | Comit Ramp up of technology j |  |  |  | Start Ramp down of technology j |  |  |  |  | Start Ramp down of technology j
RD(j) |  |  |  |  | RU(j) |  |  |  | SD(j) |  |  |  |  | SU(j)
FC | 1 |  |  |  | FC | 1 |  |  | FC | 1 |  |  |  | FC | 1
H2CCGT | 1 | Samre as CCGT |  |  | H2CCGT | 1 | Samre as CCGT |  | H2CCGT | 1 |  |  |  | H2CCGT | 1
Nuclear | 0.1 | Vassilis |  |  | Nuclear | 0.1 | Vassilis |  | Nuclear | 0.1 | Vassilis |  |  | Nuclear | 0.1 | Vassilis
CCGTCCS | 1 |  |  |  | CCGTCCS | 1 |  |  | CCGTCCS | 1 |  |  |  | CCGTCCS | 1
OCGT | 1 |  |  |  | OCGT | 1 |  |  | OCGT | 1 |  |  |  | OCGT | 1
BECCS | 0.3 |  |  |  | BECCS | 0.3 |  |  | BECCS | 0.3 |  |  |  | BECCS | 0.3
Biomass | 0.3 |  |  |  | Biomass | 0.3 |  |  | Biomass | 0.3 |  |  |  | Biomass | 0.3
CCGT | 1 |  |  |  | CCGT | 1 |  |  | CCGT | 1 |  |  |  | CCGT | 1
SMRCCS | 0.1 | Walker |  |  | SMRCCS | 0.1 | Walker
ATRCCS | 0.1 |  |  |  | ATRCCS | 0.1
BGCCS | 0.1 |  |  |  | BGCCS | 0.1
WE | 1 |  |  |  | WE | 1
Efficiency of technology j (%)
eta(j,t)
| 1 | 2 | 3 | 4 | 5 | 6
SMRCCS | 0.71 | 0.71 | 0.71 | 0.71 | 0.71 | 0.71 | BEIS, 2021
ATRCCS | 0.83 | 0.83 | 0.83 | 0.83 | 0.83 | 0.83
BGCCS | 0.69 | 0.69 | 0.69 | 0.69 | 0.69 | 0.69
WE | 0.76 | 0.79 | 0.8 | 0.81 | 0.82 | 0.82
FC | 0.6 | 0.6 | 0.6 | 0.6 | 0.6 | 0.6 | Energy and He
H2CCGT | 0.48 | 0.48 | 0.48 | 0.53 | 0.53 | 0.53 | BEIS, 2021
Nuclear | 0.391 | 0.391 | 0.391 | 0.391 | 0.391 | 0.391 | Vassilis
OCGT | 0.39 | 0.39 | 0.39 | 0.39 | 0.39 | 0.39
CCGTCCS | 0.489 | 0.489 | 0.489 | 0.489 | 0.489 | 0.489
BECCS | 0.28 | 0.28 | 0.28 | 0.28 | 0.28 | 0.28
Biomass | 0.35 | 0.35 | 0.35 | 0.35 | 0.35 | 0.35
CCGT | 0.51 | 0.51 | 0.51 | 0.51 | 0.51 | 0.51
WindOn | 1 | 1 | 1 | 1 | 1 | 1
WindOff | 1 | 1 | 1 | 1 | 1 | 1
Solar | 1 | 1 | 1 | 1 | 1 | 1
Hydro | 1 | 1 | 1 | 1 | 1 | 1
LeadBat | 0.85 | 0.85 | 0.85 | 0.85 | 0.85 | 0.85 | *(round-trip efficiency)^(1/2) |  | https://homerenergy.com/products/pro/docs/3.15/battery_roundtrip_efficiency.html
PumpHy | 0.75 | 0.75 | 0.75 | 0.75 | 0.75 | 0.75
OnTeeside | 0.997 | 0.997 | 0.997 | 0.997 | 0.997 | 0.997 | Walker
OnChesire | 0.996 | 0.996 | 0.996 | 0.996 | 0.996 | 0.996
OnYorkshire | 0.994 | 0.994 | 0.994 | 0.994 | 0.994 | 0.994
OffIrishSea | 0.996 | 0.996 | 0.996 | 0.996 | 0.996 | 0.996
MPSV | 1 | 1 | 1 | 1 | 1 | 1
HPSV | 1 | 1 | 1 | 1 | 1 | 1
Sdur(j) | Vassilis
LeadBat | 6
PumpHy | 8
De-rating factor
drf(j)
FC | 0.8 | *Assumption |  | https://publications.parliament.uk/pa/ld201415/ldselect/ldsctech/121/12106.htm | [6 empty] | 0.8 | *Assumption
H2CCGT | 0.91 | Same as CCGT | [8 empty] | 0.87 | Same as CCGT
Nuclear | 0.754 | NESO | [8 empty] | 0.78 | NG ESO
OCGT | 0.935 | Vassilis | [8 empty] | 0.95 | Vassilis
CCGTCCS | 0.91 | [9 empty] | 0.9
BECCS | 0.88 | Vassilis | [8 empty] | 0.88
Biomass | 0.85 | [9 empty] | 0.85
CCGT | 0.91 | NESO | [8 empty] | 0.87
WindOn | 0.144 | NESO | [8 empty] | 0.25 | NG ESO
WindOff | 0.144 | [9 empty] | 0.36
Solar | 0 | [9 empty] | 0.14
Hydro | 0.91 | [9 empty] | 1
LeadBat | 0.488 | [9 empty] | 0.8
PumpHy | 0.488 | [9 empty] | 1
Building rate of technology j (MW) for 10y
BR(j,t)
| t1 | t2 | t3 | t4 | t5 | t6 |  |  | t1 | t2 | t3 | t4 | t5 | t6
SMRCCS |  | 10000 | 10000 | 10000 | 10000 | 10000 | CCC, 2020 & Giorgos | 50000 |  | 10000 |  | 20000 |  | 20000
ATRCCS |  | 10000 | 10000 | 10000 | 10000 | 10000 |  | 50000 |  | 10000 |  | 20000 |  | 20000
BGCCS |  | 10000 | 10000 | 10000 | 10000 | 10000 |  | 50000 |  | 10000 |  | 20000 |  | 20000
WE |  | 10000 | 10000 | 10000 | 10000 | 10000 |  | 50000 |  | 10000 |  | 20000 |  | 20000
H2CCGT |  | 10000 | 10000 | 10000 | 10000 | 10000 |  | 50000 |  | 10000 |  | 20000 |  | 20000
FC |  | 10000 | 10000 | 10000 | 10000 | 10000 |  | 50000 |  | 10000 |  | 20000 |  | 20000
Nuclear |  | 6666 | 3333 | 3333 | 3333 | 3333 |  | 19998 |  | 3333 |  | 3333 |  | 3333
OCGT |  | 0 | 0 | 0 | 0 | 0 |  | 0 |  | 10000 |  | 10000 |  | 10000
CCGTCCS |  | 10000 | 5000 | 5000 | 5000 | 5000 |  | 30000 |  | 10000 |  | 10000 |  | 10000
BECCS |  | 2000 | 1000 | 1000 | 1000 | 1000 |  | 6000 |  | 2000 |  | 2000 |  | 2000
Biomass |  | 0 | 0 | 0 | 0 | 0 |  | 0 |  | 0 |  | 0 |  | 0
CCGT |  | 0 | 0 | 0 | 0 | 0 |  | 0 |  | 0 |  | 0 |  | 0
WindOn |  | 5000 | 5000 | 5000 | 5000 | 5000 |  | 25000 |  | 5000 |  | 5000 |  | 5000
WindOff |  | 30000 | 15000 | 15000 | 15000 | 15000 |  | 90000 |  | 30000 |  | 30000 |  | 30000
Solar |  | 30000 | 15000 | 15000 | 15000 | 15000 |  | 90000 |  | 30000 |  | 30000 |  | 30000
Hydro |  | 0 | 0 | 0 | 0 | 0 |  | 0 |  | 0 |  | 0 |  | 0
LeadBat |  | 30000 | 15000 | 15000 | 15000 | 15000 |  | 90000 |  | 30000 |  | 30000 |  | 30000
PumpHy |  | 0 | 0 | 0 | 0 | 0 |  | 0 |  | 0 |  | 0 |  | 0
OnTeeside |  | 218000 | 109000 | 109000 | 109000 | 109000 |  | 654000 |  | 218000 |  | 218000 |  | 218000
OnChesire |  | 311000 | 155500 | 155500 | 155500 | 155500 |  | 933000 |  | 311000 |  | 311000 |  | 311000
OnYorkshire |  | 267000 | 133500 | 133500 | 133500 | 133500 |  | 801000 |  | 267000 |  | 267000 |  | 267000
OffIrishSea |  | 198000 | 99000 | 99000 | 99000 | 99000 |  | 594000 |  | 198000 |  | 198000 |  | 198000
MPSV |  | 30000 | 15000 | 15000 | 15000 | 15000 | *Assumptions | 90000 |  | 30000 |  | 30000 |  | 30000
HPSV |  | 30000 | 15000 | 15000 | 15000 | 15000 |  | 90000 |  | 30000 |  | 30000 |  | 30000
GasBoiler |  | 0 | 0 | 0 | 0 | 0 | fes 2023 peak based | 0 |  | 0 |  | 0 |  | 0
HyBoiler |  | 5000 | 12500 | 12500 | 12500 | 12500 | fes 2023 peak based | 55000 |  | 5000 |  | 25000 |  | 25000
ASHP |  | 600000 | 300000 | 300000 | 300000 | 300000 |  | 1800000 |  | 600000 |  | 600000 |  | 600000
HyASHP |  | 600000 | 300000 | 300000 | 300000 | 300000
HyGasBoiler |  | 600000 | 300000 | 300000 | 300000 | 300000
Min load factor |  |  |  | Max load factor
lfmin(j) |  |  |  | lfmax(j)
SMRCCS | 0.1 |  |  | SMRCCS | 1 | Assumptions
ATRCCS | 0.1 |  |  | ATRCCS | 1
BGCCS | 0.1 |  |  | BGCCS | 1
WE | 0.3 |  |  | WE | 1
FC | 0.1 |  |  | FC | 1
H2CCGT | 0.83 |  |  | H2CCGT | 1
Nuclear | 0.7 |  |  | Nuclear | 0.85 |  | https://assets.publishing.service.gov.uk/media/5c9a5d37ed915d07b20fa2ba/Nuclear_electricity_in_the_UK.pdf
OCGT | 0.25 |  |  | OCGT | 0.45 | BEIS +-10%
CCGTCCS | 0.83 |  |  | CCGTCCS | 1
BECCS | 0.74 |  |  | BECCS | 0.94
Biomass | 0.74 |  |  | Biomass | 0.94
CCGT | 0.83 |  |  | CCGT | 1
WindOn | 0.38 |  |  | WindOn | 0.58
WindOff | 0.59 |  |  | WindOff | 0.79
Solar | 0.01 |  |  | Solar | 0.21
Hydro | 0.45 |  |  | Hydro | 0.45
OnTeeside | 0 |  |  | OnTeeside | 1
OnChesire | 0 |  |  | OnChesire | 1
OnYorkshire | 0 |  |  | OnYorkshire | 1
OffIrishSea | 0 |  |  | OffIrishSea | 1
MPSV | 0 |  |  | MPSV | 1
HPSV | 0 |  |  | HPSV | 1
LeadBat | 0 |  |  | LeadBat | 1
PumpHy | 0 |  |  | PumpHy | 1
Self discharge
eta_sef(j)
OnTeeside | 0
OnChesire | 0
OnYorkshire | 0
OffIrishSea | 0
MPSV | 0
HPSV | 0
LeadBat | 0.0125 | Giorgos
PumpHy | 0
Energy to power (h)
EtP(j)
OnTeeside | 1
OnChesire | 1
OnYorkshire | 1
OffIrishSea | 1
MPSV | 1
HPSV | 1
LeadBat | 4 | Giorgos
PumpHy | 1

## HeatTech
fixed capital cost of technology type j (£/MW)
cc_heat (jhe,t) | 1 | 2 | 3 | 4 | 5 | 6 | Ref
GasBoiler | 48000 | 48000 | 48000 | 48000 | 48000 | 48000 | [16]
HyBoiler | 48000 | 48000 | 48000 | 48000 | 48000 | 48000 | [16]
ASHP | 412000 | 412000 | 412000 | 412000 | 412000 | 412000 | [16]
HyASHP | 209000 | 209000 | 209000 | 209000 | 209000 | 209000 | [16]
HyGasBoiler | 48000 | 48000 | 48000 | 48000 | 48000 | 48000 | [16]
Efficiency of technology type j (%)
eta_heat (jhe,t) | 1 | 2 | 3 | 4 | 5 | 6 | Ref
GasBoiler | 0.9 | 0.9 | 0.9 | 0.9 | 0.9 | 0.9 | [16]
HyBoiler | 0.9 | 0.9 | 0.9 | 0.9 | 0.9 | 0.9 | [16]
ASHP | 0.9 | 0.9 | 0.9 | 0.9 | 0.9 | 0.9 | [16]
HyASHP | 0.9 | 0.9 | 0.9 | 0.9 | 0.9 | 0.9 | [16]
HyGasBoiler | 0.9 | 0.9 | 0.9 | 0.9 | 0.9 | 0.9 | [16]
Lifetime of heat technology jhe (y)
LT_heat (jhe) |  |  |  | Ref
GasBoiler | 20 |  |  | [17]
HyBoiler | 20 |  |  | [17]
ASHP | 30 |  |  | [18]
HyASHP | 20 |  |  | [17]
HyGasBoiler | 20 |  |  | [17]

## CostTech
fixed capital cost of technology type j (£/MW) | [6 empty] | Ref | fixed operating cost of technology j in time period t (£/MW/y) | [6 empty] | Ref | variable operating cost of technology j in time period t (£/MWh) |  | Ref | variable operating cost of technology j in time period t (£/MWh) |  | Ref
cc_fix (j,t) | 1 | 2 | 3 | 4 | 5 | 6 |  | oc_fix(j,t) | 1 | 2 | 3 | 4 | 5 | 6 |  | oc_var(j) |  |  | oc_var_ch(j)
SMRCCS | 638420 | 598600 | 561350 | 526670 | 494550 | 463725 | [6] | SMRCCS | 28070 | 28070 | 28070 | 28070 | 28070 | 28070 | [6] | SMRCCS | 0.1 | [6] | OnTeeside | 0 | [4]
ATRCCS | 723730 | 685275 | 628970 | 590515 | 553440 | 519105 | [6] | ATRCCS | 26990 | 26990 | 26990 | 26990 | 26990 | 26990 | [6] | ATRCCS | 0.1 | [6] | OnChesire | 0 | [4]
BGCCS | 1134840 | 1134840 | 1095550 | 1056270 | 1030080 | 1003890 | [6] | BGCCS | 100000 | 95000 | 92000 | 89000 | 87000 | 84000 | [6] | BGCCS | 7.5 | [6] | OnYorkshire | 0 | [4]
WE | 730000 | 562000 | 519000 | 477000 | 468000 | 458000 | [6] | WE | 34720 | 33380 | 32880 | 32380 | 32210 | 32050 | [6] | WE | 3 | [6] | OffIrishSea | 0 | [4]
FC | 1176250 | 1176250 | 1176250 | 1176250 | 1176250 | 1176250 | [5] | FC | 70583 | 70583 | 70583 | 70583 | 70583 | 70583 | [5] | FC | 1.18 | [5] | MPSV | 0 | [4]
H2CCGT | 710000 | 710000 | 710000 | 610000 | 610000 | 610000 | [6] | H2CCGT | 15500 | 15500 | 15500 | 14000 | 14000 | 14000 | [6] | H2CCGT | 2 | [6] | HPSV | 0 | [4]
Nuclear | 4435500 | 4435500 | 4435500 | 4435500 | 4435500 | 4435500 | [2] | Nuclear | 72940 | 72940 | 72940 | 72940 | 72940 | 72940 | [2] | Nuclear | 2.62 | [2] | LeadBat | 3 | [2, 11]
OCGT | 750000 | 750000 | 750000 | 750000 | 750000 | 750000 | [2, 11] | OCGT | 4564 | 4564 | 4564 | 4564 | 4564 | 4564 | [2, 11] | OCGT | 1.91 | [2, 11] | PumpHy | 10 | [2,11]
CCGTCCS | 2100000 | 2100000 | 2100000 | 2100000 | 2100000 | 2100000 | [2, 11] | CCGTCCS | 30979 | 30979 | 30979 | 30979 | 30979 | 30979 | [2, 11] | CCGTCCS | 1.43 | [2, 11]
BECCS | 5885500 | 5885500 | 5885500 | 5885500 | 5885500 | 5885500 | [2, 11] | BECCS | 139139 | 139139 | 139139 | 139139 | 139139 | 139139 | [2, 11] | BECCS | 7.86 | [2, 11]
Biomass | 2319000 | 2319000 | 2319000 | 2319000 | 2319000 | 2319000 | [2, 11] | Biomass | 65500 | 65500 | 65500 | 65500 | 65500 | 65500 | [2, 11] | Biomass | 4 | [2, 11]
CCGT | 583500 | 583500 | 583500 | 583500 | 583500 | 583500 | [2, 11] | CCGT | 11440 | 11440 | 11440 | 11440 | 11440 | 11440 | [2, 11] | CCGT | 1.43 | [2, 11]
WindOn | 1350000 | 1350000 | 1350000 | 1350000 | 1350000 | 1350000 | [2, 11] | WindOn | 23500 | 23500 | 23500 | 23500 | 23500 | 23500 | [2, 11] | WindOn | 0 | [2, 11]
WindOff | 2100000 | 2100000 | 2100000 | 2100000 | 2100000 | 2100000 | [2, 11] | WindOff | 36300 | 28000 | 24500 | 22500 | 22500 | 22500 | [2, 11] | WindOff | 0 | [2, 11]
Solar | 750000 | 750000 | 750000 | 750000 | 750000 | 750000 | [2, 11] | Solar | 6700 | 6400 | 6000 | 5700 | 5700 | 5700 | [2, 11] | Solar | 0 | [2, 11]
Hydro | 0 | 0 | 0 | 0 | 0 | 0 | N/A | Hydro | 54640 | 54640 | 54640 | 54640 | 54640 | 54640 | N/A | Hydro | 0 | N/A
OnTeeside | 8240 | 8240 | 8240 | 8240 | 8240 | 8240 | [4] | OnTeeside | 240 | 240 | 240 | 240 | 240 | 240 | [4] | OnTeeside | 0.29 | [4]
OnChesire | 1764 | 1764 | 1764 | 1764 | 1764 | 1764 | [4] | OnChesire | 70 | 70 | 70 | 70 | 70 | 70 | [4] | OnChesire | 0.42 | [4]
OnYorkshire | 1403 | 1403 | 1403 | 1403 | 1403 | 1403 | [4] | OnYorkshire | 80 | 80 | 80 | 80 | 80 | 80 | [4] | OnYorkshire | 0.64 | [4]
OffIrishSea | 1764 | 1764 | 1764 | 1764 | 1764 | 1764 | [4] | OffIrishSea | 100 | 100 | 100 | 100 | 100 | 100 | [4] | OffIrishSea | 0.42 | [4]
MPSV | 11450 | 11450 | 11450 | 11450 | 11450 | 11450 | [4] | MPSV | 343.5 | 343.5 | 343.5 | 343.5 | 343.5 | 343.5 | [4] | MPSV | 0 | [4]
HPSV | 54750 | 54750 | 54750 | 54750 | 54750 | 54750 | [4] | HPSV | 1060 | 1060 | 1060 | 1060 | 1060 | 1060 | [4] | HPSV | 52.9 | [4]
LeadBat | 563100 | 563100 | 563100 | 563100 | 563100 | 563100 | [2] | LeadBat | 6700 | 6700 | 6700 | 6700 | 6700 | 6700 | [2] | LeadBat | 0 | [2]
PumpHy | 1032000 | 1032000 | 1032000 | 1032000 | 1032000 | 1032000 | [2] | PumpHy | 11192 | 11192 | 11192 | 11192 | 11192 | 11192 | [2] | PumpHy | 0 | [2]
starting up cost for technology j (£/MW) |  |  | Ref | shutting down cost for technology j (£)
cstart(j) |  |  |  | cshut(j)
SMRCCS | 50 |  | Assumption | SMRCCS | 1000 |  | Assumption
ATRCCS | 50 |  | Assumption | ATRCCS | 1000 |  | Assumption
BGCCS | 50 |  | Assumption | BGCCS | 1000 |  | Assumption
WE | 50 |  | Assumption | WE | 1000 |  | Assumption
H2CCGT | 54.2 |  | [2, 14] | H2CCGT | 1000 |  | [2, 14]
Nuclear | 22.4 |  | [2, 14] | Nuclear | 1000 |  | [2, 14]
CCGT | 54.2 |  | [2, 14] | CCGT | 1000 |  | [2, 14]
CCGTCCS | 64.47 |  | [2, 14] | CCGTCCS | 1000 |  | [2, 14]
OCGT | 22.06 |  | [2, 14] | OCGT | 1000 |  | [2, 14]
Biomass | 65.2 |  | [2, 14] | Biomass | 1000 |  | [2, 14]
BECCS | 44.9 |  | Assumption | BECCS | 1000 |  | Assumption

## Regions
Neighbour Regions |  |  |  | Neighbour Regions connected with pipeline
N(g,g1) |  | g | g1 | N(g,g1) |  | g | g1 | GR(g,r) | g | r | GS(g,s) | g | s | Ref | GimpE(f,i,g) | f | i | g |  | Ref
Scotland | Northern | SC | NO | Scotland | Northern | SC | NO |  | EA | SNS |  | NO | OnTeeside | [21] |  | Elec | MOYLE | SC | IR | [2, 46, 47]
Northern | North East | NO | NE | Northern | North East | NO | NE |  | NW | EISB |  | NW | OnChesire |  |  | Elec | NorthConnect | SC | NO
Northern | North West | NO | NW | Northern | North West | NO | NW |  | SC | NNS |  | NE | OnYorkshire |  |  | Elec | NSN | NO | NO
Northern | Scotland | NO | SC | Northern | Scotland | NO | SC |  |  |  |  | NW | OffIrishSea |  |  | Elec | VIKINGLINK | EM | DK
North East | Northern | NE | NO | North East | Northern | NE | NO |  |  |  |  | SC | MPSV |  |  | Elec | Greenlink | WS | IR
North East | North West | NE | NW | North East | North West | NE | NW |  |  |  |  | NO | MPSV |  |  | Elec | Fablink | SW | FR
North East | East Midlands | NE | EM | North East | East Midlands | NE | EM |  |  |  |  | NE | MPSV |  |  | Elec | IFA2 | SO | FR
North West | Northern | NW | NO | North West | Northern | NW | NO |  |  |  |  | NW | MPSV |  |  | Elec | IFA | SE | FR
North West | North East | NW | NE | North West | North East | NW | NE |  |  |  |  | WM | MPSV |  |  | Elec | Britned | SE | NL
North West | East Midlands | NW | EM | North West | West Midlands | NW | WM |  |  |  |  | EM | MPSV |  |  | Elec | NEMO | SE | DG
North West | West Midlands | NW | WM | North West | Wales North | NW | WN |  |  |  |  | EA | MPSV |  |  | Elec | ELECLink | SE | FR
North West | Wales North | NW | WN | West Midlands | North West | WM | NW |  |  |  |  | NT | MPSV |  |  | Elec | EWIC | WN | IR
West Midlands | North West | WM | NW | West Midlands | East Midlands | WM | EM |  |  |  |  | WN | MPSV
West Midlands | East Midlands | WM | EM | West Midlands | South West | WM | SW |  |  |  |  | WS | MPSV
West Midlands | Southern | WM | SO | West Midlands | Wales South | WM | WS |  |  |  |  | SW | MPSV
West Midlands | South West | WM | SW | East Midlands | North East | EM | NE |  |  |  |  | SO | MPSV |  | GimpH(f,g)
West Midlands | Wales South | WM | WS | East Midlands | Eastern | EM | EA |  |  |  |  | SE | MPSV |  |  | GH2 | NT |  | London | BG | Purflet | FR | Killingholme | GE and NL
West Midlands | Wales North | WM | WN | East Midlands | West Midlands | EM | WM |  |  |  |  | SC | HPSV |  |  | GH2 | EA |  | Harwich | BG and IR and NL | Felixstowe | NL
East Midlands | North East | EM | NE | Eastern | East Midlands | EA | EM |  |  |  |  | NO | HPSV |  |  | GH2 | SE |  | Dover | GE and IT and NL and SP
East Midlands | Eastern | EM | EA | Eastern | Southern | EA | SO |  |  |  |  | NE | HPSV |  |  | GH2 | EM |  | Immingham | IR and NL and SW
East Midlands | Southern | EM | SO | Eastern | North Thames | EA | NT |  |  |  |  | NW | HPSV |  |  | GH2 | NW |  | Liverpool | IR
East Midlands | West Midlands | EM | WM | North Thames | Eastern | NT | EA |  |  |  |  | WM | HPSV
East Midlands | North West | EM | NW | North Thames | Southern | NT | SO |  |  |  |  | EM | HPSV
Eastern | East Midlands | EA | EM | North Thames | South East | NT | SE |  |  |  |  | EA | HPSV
Eastern | Southern | EA | SO | Wales North | North West | WN | NW |  |  |  |  | NT | HPSV
Eastern | North Thames | EA | NT | Wales South | West Midlands | WS | WM |  |  |  |  | WN | HPSV
North Thames | Eastern | NT | EA | South West | West Midlands | SW | WM |  |  |  |  | WS | HPSV
North Thames | Southern | NT | SO | South West | Southern | SW | SO |  |  |  |  | SW | HPSV
North Thames | South East | NT | SE | Southern | South West | SO | SW |  |  |  |  | SO | HPSV
Wales North | North West | WN | NW | Southern | Eastern | SO | EA |  |  |  |  | SE | HPSV
Wales North | West Midlands | WN | WM | Southern | North Thames | SO | NT |  |  |  |  | SC | SMRCCS
Wales North | Wales South | WN | WS | South East | North Thames | SE | NT |  |  |  |  | NO | SMRCCS
Wales South | Wales North | WS | WN | [8 empty] | NE | SMRCCS
Wales South | West Midlands | WS | WM | [8 empty] | NW | SMRCCS
Wales South | South West | WS | SW | [8 empty] | WM | SMRCCS
South West | Wales South | SW | WS | [8 empty] | EM | SMRCCS
South West | West Midlands | SW | WM | [8 empty] | EA | SMRCCS
South West | Southern | SW | SO | [8 empty] | NT | SMRCCS
Southern | South West | SO | SW | [8 empty] | WN | SMRCCS
Southern | West Midlands | SO | WM | [8 empty] | WS | SMRCCS
Southern | East Midlands | SO | EM | [8 empty] | SW | SMRCCS
Southern | Eastern | SO | EA | [8 empty] | SO | SMRCCS
Southern | North Thames | SO | NT | [8 empty] | SE | SMRCCS
Southern | South East | SO | SE | [8 empty] | SC | ATRCCS
South East | Southern | SE | SO | [8 empty] | NO | ATRCCS
South East | North Thames | SE | NT | [8 empty] | NE | ATRCCS
[12 empty] | NW | ATRCCS
[12 empty] | WM | ATRCCS
[12 empty] | EM | ATRCCS
[12 empty] | EA | ATRCCS
[12 empty] | NT | ATRCCS
[12 empty] | WN | ATRCCS
[12 empty] | WS | ATRCCS
[12 empty] | SW | ATRCCS
[12 empty] | SO | ATRCCS
[12 empty] | SE | ATRCCS
[12 empty] | SC | BGCCS
[12 empty] | NO | BGCCS
[12 empty] | NE | BGCCS
[12 empty] | NW | BGCCS
[12 empty] | WM | BGCCS
[12 empty] | EM | BGCCS
[12 empty] | EA | BGCCS
[12 empty] | NT | BGCCS
[12 empty] | WN | BGCCS
[12 empty] | WS | BGCCS
[12 empty] | SW | BGCCS
[12 empty] | SO | BGCCS
[12 empty] | SE | BGCCS
[12 empty] | SC | WE
[12 empty] | NO | WE
[12 empty] | NE | WE
[12 empty] | NW | WE
[12 empty] | WM | WE
[12 empty] | EM | WE
[12 empty] | EA | WE
[12 empty] | NT | WE
[12 empty] | WN | WE
[12 empty] | WS | WE
[12 empty] | SW | WE
[12 empty] | SO | WE
[12 empty] | SE | WE

## LandAvailability
Land Availability (MW) | [13 empty] | Ref | [20]
landAV(jre,g) | EA | EM | NE | NO | NT | NW | SC | SE | SO | SW | WM | WN | WS
Solar | 10948 | 229857 | 14195 | 163302 | 76262 | 106080 | 352920 | 108341 | 27642 | 56695 | 121516 | 106080 | 49606
WindOn | 3701.8 | 2871.8 | 1477.4 | 2158 | 506.3 | 2494.15 | 6548.7 | 1249.15 | 1940.125 | 4965.475 | 2332.3 | 2494.15 | 2560.55
WindOff | 6105 | 10147.5 | 4592.5 | 12815 | 0 | 4372.5 | 21213.5 | 5596.25 | 3422.375 | 10096.625 | 0 | 4372.5 | 2483.25

## InitCap
Initial Capacity (units)
NUinit(j,g) | EA | EM | NE | NO | NT | NW | SC | SE | SO | SW | WM | WN | WS
CCGT | 6 | 13 | 7 | 1 | 4 | 7 | 3 | 8 | 5 | 5 | 0 | 0 | 7
Nuclear | 2 | 0 | 0 | 2 | 0 | 4 | 2 | 0 | 0 | 2 | 0 | 0 | 0
OCGT | 0 | 2 | 0 | 0 | 0 | 0 | 0 | 0 | 0 | 0 | 0 | 0 | 0
Biomass | 0 | 0 | 5 | 1 | 0 | 0 | 1 | 0 | 0 | 0 | 0 | 0 | 0
Initial Capacity (MW) | bar: EA
CapInit(jre,g) | EA | EM | NE | NO | NT | NW | SC | SE | SO | SW | WM | WN | WS
WindOn | 608.6276 | 874.3032 | 340.0532 | 828.0874 | 30.591 | 318.1984 | 9852.3126 | 113.5668 | 2.4851 | 349.5734 | 20.5017 | 454.2873 | 863.4124
WindOff | 2921.8 | 926.4 | 2504 | 103.6 | 0 | 2003 | 1838.8 | 1656.7 | 0 | 0 | 0 | 726 | 0
Solar | 2454.3721 | 1999.1817 | 125.0009 | 259.2952 | 125.5275 | 247.3943 | 119.1817 | 818.4786 | 2210.6592 | 3704.1927 | 553.9616 | 419.0215 | 1057.7329
Hydro | 0 | 1.66 | 0 | 6.75 | 0 | 0 | 1319.062 | 0 | 0 | 0 | 0 | 134.725 | 8.3
PumpHy | 0 | 0 | 0 | 0 | 0 | 0 | 740 | 0 | 0 | 0 | 0 | 2088 | 0
LeadBat | 69.05 | 0 | 49.9 | 127.5 | 10.24 | 20 | 24.178 | 60 | 1.5 | 19.055 | 22 | 0 | 22.005
GasBoiler | 11442.3145 | 14370.7066 | 8584.7536 | 7176.2564 | 13328.8962 | 15795.2911 | 9104.8786 | 15341.248 | 10704.1119 | 8520.1758 | 11570.4062 | 1406.1586 | 4953.7495
Future Capacity (units) | bar: EA
NUf(j,g) |  | EA | EM | NE | NO | NT | NW | SC | SE | SO | SW | WM | WN | WS
WE | 2 | 0 | 0 | 0 | 2 | 0 | 0 | 0 | 0 | 0 | 0 | 0 | 0 | 3
Nuclear | 2 | 0 | 0 | 0 | 0 | 0 | 0 | 0 | 0 | 0 | 6 | 0 | 0 | 0
Future Capacity (MW)
Capf(jre,g) |  | EA | EM | NE | NO | NT | NW | SC | SE | SO | SW | WM | WN | WS
Solar | 2 | 500 | 0 | 0 | 0 | 0 | 0 | 0 | 373 | 840 | 0 | 740 | 0 | 0
WindOff | 2 | 4132 | 0 | 2700 | 58 | 0 | 0 | 6700 | 0 | 1200 | 100 | 0 | 576 | 0

## General
curtailment cost (£/MW)
ccurt
47
Duration of time steps (y)
dur
5
Maximum percentage of international imports (%)
iota
0.1
Interest rate
ir
0.035
economic life cycle of capital investments (y) | [12 empty] | EA | 0.096
nel | [12 empty] | EM | 0.075
30 | [12 empty] | NE | 0.065
[13 empty] | NO | 0.05
[13 empty] | NT | 0.139
Import price (£/MWh) | [12 empty] | NW | 0.121
iph |  |  | Ref | [9 empty] | SC | 0.089
127.6 |  |  | [49] | [9 empty] | SE | 0.029
[13 empty] | SO | 0.109
[13 empty] | SW | 0.086
Population percentage | [12 empty] | WM | 0.087
EA | EM | NE | NO | NT | NW | SC | SE | SO | SW | WM | WN | WS | WN | 0.015
0.096 | 0.075 | 0.065 | 0.05 | 0.139 | 0.121 | 0.089 | 0.029 | 0.109 | 0.086 | 0.087 | 0.015 | 0.039 | WS | 0.039
Gas operating cost (£/MWh gas)
goc | Ofgem, 2022 |  | Ref
18.7 |  |  | [28]
*including transmission, enviromental and social costs (Diret costs/volume
Capacity margin (%)
CM
0.088 | National Grid 2024 & NESO
Value of Lost Load (£/MWh)
cVoLL |  |  |  | Ref
20109 | Sem Committee, 2023 |  |  | [27]

## Trans_Inter
electricity transmission cost (£/MW/km) | [13 empty] | electricity transmission distance from region g to g1 (km)
ctr |  |  |  | Ref | [9 empty] | ldd(g,g')
247 |  |  |  | [50] | [9 empty] | g | g'
[14 empty] | EA | EA | 0
limit of electricity interconnection with country i in region g and time period t (MW) | [8 empty] | Ref |  |  |  |  | EA | EM | 139
ICap(i,g,t) |  | 1 | 2 | 3 | 4 | 5 | 6 | [6 empty] | EA | NE | 214
IFA | SE | 2000 | 2000 | 2000 | 2000 | 2000 | 2000 |  | [28] |  |  |  |  | EA | NO | 334
MOYLE | SC | 500 | 500 | 500 | 500 | 500 | 500 |  | [28] |  |  |  |  | EA | NT | 99
BRITNED | SE | 1000 | 1000 | 1000 | 1000 | 1000 | 1000 |  | [28] |  |  |  |  | EA | NW | 294
EWIC | WN | 500 | 500 | 500 | 500 | 500 | 500 |  | [28] |  |  |  |  | EA | SC | 590
NEMO | SE | 1000 | 1000 | 1000 | 1000 | 1000 | 1000 |  | [28] |  |  |  |  | EA | SE | 111
ELECLINK | SE | 1000 | 1000 | 1000 | 1000 | 1000 | 1000 |  | [28] |  |  |  |  | EA | SO | 208
IFA2 | SO | 1000 | 1000 | 1000 | 1000 | 1000 | 1000 |  | [28] |  |  |  |  | EA | SW | 365
NSN | NO | 1400 | 1400 | 1400 | 1400 | 1400 | 1400 |  | [28] |  |  |  |  | EA | WM | 242
GREENLINK | WS | 500 | 500 | 500 | 500 | 500 | 500 |  | [28] |  |  |  |  | EA | WN | 371
FABLINK | SW | 1400 | 1400 | 1400 | 1400 | 1400 | 1400 |  | [28] |  |  |  |  | EA | WS | 395
VIKINGLINK | EM | 1000 | 1000 | 1000 | 1000 | 1000 | 1000 |  | [28] |  |  |  |  | EM | EA | 139
NORTHCONNECT | SC | 1400 | 1400 | 1400 | 1400 | 1400 | 1400 |  | [28] |  |  |  |  | EM | EM | 0
[14 empty] | EM | NE | 97
[14 empty] | EM | NO | 204
maximum transmission capacity expansion (MW) | [13 empty] | EM | NT | 134
triup |  |  |  |  | Ref | [8 empty] | EM | NW | 155
1500 |  |  |  |  | [2, 48] | [8 empty] | EM | SC | 460
[14 empty] | EM | SE | 198
[14 empty] | EM | SO | 171
drfI(i) |  | Ref | [11 empty] | EM | SW | 281
IFA | 0.62 | [29] | [11 empty] | EM | WM | 125
MOYLE | 0.54 | [29] | [11 empty] | EM | WN | 242
BRITNED | 0.66 | [29] | [11 empty] | EM | WS | 283
EWIC | 0.54 | [29] | [11 empty] | NE | EA | 214
NEMO | 0.67 | [29] | [11 empty] | NE | EM | 97
ELECLINK | 0.67 | [29] | [11 empty] | NE | NE | 0
IFA2 | 0.63 | [29] | [11 empty] | NE | NO | 122
NSN | 0.75 | [29] | [11 empty] | NE | NT | 230
GREENLINK | 0.54 | [29] | [11 empty] | NE | NW | 132
FABLINK | 0.66 | [29] | [11 empty] | NE | SC | 376
VIKINGLINK | 0.6 | [29] | [11 empty] | NE | SE | 292
NORTHCONNECT | 0.6 | [29] | [11 empty] | NE | SO | 258
[14 empty] | NE | SW | 332
[14 empty] | NE | WM | 169
lossesI(i) |  | Ref | [11 empty] | NE | WN | 242
IFA | 0.0117 | [15] | [11 empty] | NE | WS | 308
MOYLE | 0.0236 | [15] | [11 empty] | NO | EA | 334
BRITNED | 0.0345 | [15] | [11 empty] | NO | EM | 204
EWIC | 0.0468 | [15] | [11 empty] | NO | NE | 122
NEMO | 0.0267 | [15] | [11 empty] | NO | NO | 0
ELECLINK | 0.02085 | [15] | [11 empty] | NO | NT | 335
IFA2 | 0.0366 | [15] | [11 empty] | NO | NW | 115
NSN | 0.0798 | [15] | [11 empty] | NO | SC | 257
GREENLINK | 0.033 | [15] | [11 empty] | NO | SE | 402
FABLINK | 0.03444 | [15] | [11 empty] | NO | SO | 331
VIKINGLINK | 0.069 | [15] | [11 empty] | NO | SW | 348
NORTHCONNECT | 0.0735 | [15] | [11 empty] | NO | WM | 209
[14 empty] | NO | WN | 209
[14 empty] | NO | WS | 293
[14 empty] | NT | EA | 99
pim_y(k,t) | 1 | 2 | 3 | 4 | 5 | 6 | Ref | [6 empty] | NT | EM | 134
FR | 0.85465 | 0.86896 | 0.89053 | 0.9121 | 0.9121 | 0.9121 | [2, 48] | [6 empty] | NT | NE | 230
NL | 1.0108 | 1.1813 | 1.2011 | 1.2209 | 1.2209 | 1.2209 | [2, 48] | [6 empty] | NT | NO | 335
IR | 0.84833 | 0.85632 | 0.91797 | 0.97963 | 0.97963 | 0.97963 | [2, 48] | [6 empty] | NT | NT | 0
NO | 0.83082 | 0.8213 | 0.99911 | 1.1769 | 1.1769 | 1.1769 | [2, 48] | [6 empty] | NT | NW | 263
DK | 0.99642 | 1.1525 | 1.2208 | 1.2891 | 1.2891 | 1.2891 | [2, 48] | [6 empty] | NT | SC | 589
BG | 1.0033 | 1.1663 | 1.2596 | 1.3529 | 1.3529 | 1.3529 | [2, 48] | [6 empty] | NT | SE | 70
[14 empty] | NT | SO | 112
| 1.8 | 2.1 | 2.3 | 2.3 | 2.3 | 2.3 | [7 empty] | NT | SW | 276
| 1.8 | 2.2 | 2.4 | 2.4 | 2.4 | 2.4 | [7 empty] | NT | WM | 184
| 1.4 | 1.6 | 1.8 | 1.8 | 1.8 | 1.8 | [7 empty] | NT | WN | 314
| 1.8 | 2.2 | 2.6 | 2.6 | 2.6 | 2.6 | [7 empty] | NT | WS | 319
| 2.8 | 3.6 | 4.7 | 4.7 | 4.7 | 4.7 | [7 empty] | NW | EA | 294
| 1.5 | 1.7 | 1.9 | 1.9 | 1.9 | 1.9 | [7 empty] | NW | EM | 155
[14 empty] | NW | NE | 132
[14 empty] | NW | NO | 115
| 0.85465 | 0.86896 | 0.89053 | 0.9121 | 0.9121 | 0.9121 | [7 empty] | NW | NT | 263
| 1.0108 | 1.1813 | 1.2011 | 1.2209 | 1.2209 | 1.2209 | [7 empty] | NW | NW | 0
| 0.84833 | 0.85632 | 0.91797 | 0.97963 | 0.97963 | 0.97963 | [7 empty] | NW | SC | 337
| 0.83082 | 0.8213 | 0.99911 | 1.1769 | 1.1769 | 1.1769 | [7 empty] | NW | SE | 333
| 0.99642 | 1.1525 | 1.2208 | 1.2891 | 1.2891 | 1.2891 | [7 empty] | NW | SO | 230
| 1.0033 | 1.1663 | 1.2596 | 1.3529 | 1.3529 | 1.3529 | [7 empty] | NW | SW | 233
[14 empty] | NW | WM | 101
TRCin | EA | EM | NE | NO | NT | NW | SO | SW | WM | WN | WS | SE | SC | NW | WN | 112
EA | 0 | 11162 | 0 | 0 | 9009 | 0 | 0 | 0 | 0 | 0 | 0 | 0 | 0 | NW | WS | 187
EM | 11162 | 0 | 6056 | 0 | 2032 | 4744 | 2779 | 0 | 7161 | 0 | 0 | 0 | 0 | SC | EA | 590
NE | 0 | 6056 | 0 | 4427 | 0 | 3757 | 0 | 0 | 0 | 0 | 0 | 0 | 0 | SC | EM | 460
NO | 0 | 0 | 4427 | 0 | 0 | 6428 | 0 | 0 | 0 | 0 | 0 | 0 | 5244 | SC | NE | 376
NT | 9009 | 2032 | 0 | 0 | 0 | 0 | 0 | 0 | 0 | 0 | 0 | 8359 | 0 | SC | NO | 257
NW | 0 | 4744 | 3757 | 6428 | 0 | 0 | 0 | 0 | 0 | 5616 | 0 | 0 | 0 | SC | NT | 589
SO | 0 | 2779 | 0 | 0 | 0 | 0 | 0 | 5348 | 0 | 0 | 0 | 5301 | 0 | SC | NW | 337
SW | 0 | 0 | 0 | 0 | 0 | 0 | 5348 | 0 | 1967 | 0 | 4953 | 0 | 0 | SC | SC | 0
WM | 0 | 7161 | 0 | 0 | 0 | 0 | 0 | 1967 | 0 | 2002 | 2217 | 0 | 0 | SC | SE | 657
WN | 0 | 0 | 0 | 0 | 0 | 5616 | 0 | 0 | 2002 | 0 | 0 | 0 | 0 | SC | SO | 567
WS | 0 | 0 | 0 | 0 | 0 | 0 | 0 | 4953 | 2217 | 0 | 0 | 0 | 0 | SC | SW | 528
SE | 0 | 0 | 0 | 0 | 8359 | 0 | 5301 | 0 | 0 | 0 | 0 | 0 | 0 | SC | WM | 437
SC | 0 | 0 | 0 | 5244 | 0 | 0 | 0 | 0 | 0 | 0 | 0 | 0 | 0 | SC | WN | 365
[14 empty] | SC | WS | 445
[14 empty] | SE | EA | 111
[14 empty] | SE | EM | 198
[14 empty] | SE | NE | 292
[14 empty] | SE | NO | 402
[14 empty] | SE | NT | 70
[14 empty] | SE | NW | 333
[14 empty] | SE | SC | 657
[14 empty] | SE | SE | 0
[14 empty] | SE | SO | 161
[14 empty] | SE | SW | 327
[14 empty] | SE | WM | 252
[14 empty] | SE | WN | 381
[14 empty] | SE | WS | 380
[14 empty] | SO | EA | 208
[14 empty] | SO | EM | 171
[14 empty] | SO | NE | 258
[14 empty] | SO | NO | 331
[14 empty] | SO | NT | 112
[14 empty] | SO | NW | 230
[14 empty] | SO | SC | 567
[14 empty] | SO | SE | 161
[14 empty] | SO | SO | 0
[14 empty] | SO | SW | 166
[14 empty] | SO | WM | 130
[14 empty] | SO | WN | 240
[14 empty] | SO | WS | 223
[14 empty] | SW | EA | 365
[14 empty] | SW | EM | 281
[14 empty] | SW | NE | 332
[14 empty] | SW | NO | 348
[14 empty] | SW | NT | 276
[14 empty] | SW | NW | 233
[14 empty] | SW | SC | 528
[14 empty] | SW | SE | 327
[14 empty] | SW | SO | 166
[14 empty] | SW | SW | 0
[14 empty] | SW | WM | 164
[14 empty] | SW | WN | 164
[14 empty] | SW | WS | 91
[14 empty] | WM | EA | 242
[14 empty] | WM | EM | 125
[14 empty] | WM | NE | 169
[14 empty] | WM | NO | 209
[14 empty] | WM | NT | 184
[14 empty] | WM | NW | 101
[14 empty] | WM | SC | 437
[14 empty] | WM | SE | 252
[14 empty] | WM | SO | 130
[14 empty] | WM | SW | 164
[14 empty] | WM | WM | 0
[14 empty] | WM | WN | 131
[14 empty] | WM | WS | 159
[14 empty] | WN | EA | 371
[14 empty] | WN | EM | 242
[14 empty] | WN | NE | 242
[14 empty] | WN | NO | 209
[14 empty] | WN | NT | 314
[14 empty] | WN | NW | 112
[14 empty] | WN | SC | 365
[14 empty] | WN | SE | 381
[14 empty] | WN | SO | 240
[14 empty] | WN | SW | 164
[14 empty] | WN | WM | 131
[14 empty] | WN | WN | 0
[14 empty] | WN | WS | 87
[14 empty] | WS | EA | 395
[14 empty] | WS | EM | 283
[14 empty] | WS | NE | 308
[14 empty] | WS | NO | 293
[14 empty] | WS | NT | 319
[14 empty] | WS | NW | 187
[14 empty] | WS | SC | 445
[14 empty] | WS | SE | 380
[14 empty] | WS | SO | 223
[14 empty] | WS | SW | 91
[14 empty] | WS | WM | 159
[14 empty] | WS | WN | 87
[14 empty] | WS | WS | 0

## ClusteredDataSTOR
| INTERCONNECTIONS | [10 empty] | RESIDENTIAL GAS DEMAND |  |  |  | Ref | [9] | [9 empty] | COMMERCIAL GAS DEMAND | [14 empty] | INDUSTRIAL GAS DEMAND | [15 empty] | EA | EA | EA | EM | EM | EM | NE | NE | NE | NO | NO | NO | NT | NT | NT | NW | NW | NW | SC | SC | SC | SE | SE | SE | SO | SO | SO | SW | SW | SW | WM | WM | WM | WN | WN | WN | WS | WS | WS |  | TEMPERATURE
|  | IR | FR | NL | NO | DK | BG |  |  | Elec |  |  | EA | EM | NE | NO | NT | NW | SC | SE | SO | SW | WM | WN | WS |  |  | EA | EM | NE | NO | NT | NW | SC | SE | SO | SW | WM | WN | WS |  |  | EA | EM | NE | NO | NT | NW | SC | SE | SO | SW | WM | WN | WS |  |  | Solar | WindOn | WindOff | Solar | WindOn | WindOff | Solar | WindOn | WindOff | Solar | WindOn | WindOff | Solar | WindOn | WindOff | Solar | WindOn | WindOff | Solar | WindOn | WindOff | Solar | WindOn | WindOff | Solar | WindOn | WindOff | Solar | WindOn | WindOff | Solar | WindOn | WindOff | Solar | WindOn | WindOff | Solar | WindOn | WindOff |  |  | EA | EM | NE | NO | NT | NW | SC | SE | SO | SW | WM | WN | WS
c1 | h1 | 33.7139 | 26.7474 | 26.7474 | 26.483 | 26.483 | 26.7474 | c1 | h1 | 31873 | c1 | h1 | 1729.8147 | 1943.6575 | 415.491 | 404.9566 | 3832.3872 | 2514.9321 | 2308.9425 | 2724.6686 | 1263.0074 | 766.19 | 2047.4294 | 104.3681 | 114.0238 | c1 | h1 | 1629.5522 | 1541.8439 | 917.5887 | 278.5842 | 2651.7805 | 2103.7673 | 2026.6873 | 2068.7254 | 865.9708 | 1257.7793 | 2208.251 | 259.0172 | 844.5147 | c1 | h1 | 696.0655 | 1040.996 | 903.2671 | 869.7969 | 335.6696 | 1493.5906 | 827.8104 | 1112.3057 | 557.9769 | 390.9552 | 443.863 | 134.0208 | 955.8951 | c1 | h1 | 0 | 0.139 | 0.4005 | 0 | 0.305 | 0.1795 | 0 | 0.355 | 0.44 | 0 | 0.343 | 0.65633 | 0 | 0.214 | 0.47792 | 0 | 0.361 | 0.618 | 0 | 0.258 | 0.608 | 0 | 0.305 | 0.55533 | 0 | 0.343 | 0.584 | 0 | 0.345 | 0.895 | 0 | 0.477 | 0.1 | 0 | 0.328 | 0.47567 | 0 | 0.388 | 0.769 | c1 | h1 | -0.822 | -0.032 | -0.06 | -1.171 | -0.657 | -1.404 | -5.673 | -0.22 | -0.499 | -0.516 | -0.468 | -0.919 | -1.476 | WEIGHT OF CLUSTERS
c1 | h2 | 34.1125 | 25.3219 | 25.3219 | 26.0588 | 26.0588 | 25.3219 | c1 | h2 | 32145.5 | c1 | h2 | 1027.5974 | 1042.3026 | 962.3893 | 1217.6843 | 2832.0002 | 1035.693 | 1055.002 | 1824.3838 | 701.6499 | 340.0713 | 1137.242 | 304.5684 | 559.2993 | c1 | h2 | 1644.4113 | 1555.9033 | 925.9557 | 281.1245 | 2675.9608 | 2122.9506 | 2050.1172 | 2087.5891 | 873.8672 | 1269.2484 | 2228.387 | 261.3791 | 852.2154 | c1 | h2 | 728.1212 | 1088.9367 | 944.8649 | 909.8533 | 351.1281 | 1562.3744 | 843.1877 | 1163.5303 | 583.6732 | 408.9597 | 464.3041 | 140.1928 | 999.9166 | c1 | h2 | 0 | 0.131 | 0.3935 | 0 | 0.294 | 0.217 | 0 | 0.355 | 0.4885 | 0 | 0.325 | 0.633 | 0 | 0.201 | 0.47292 | 0 | 0.328 | 0.572 | 0 | 0.222 | 0.5665 | 0 | 0.291 | 0.55233 | 0 | 0.329 | 0.5715 | 0 | 0.332 | 0.87533 | 0 | 0.454 | 0.1 | 0 | 0.305 | 0.45367 | 0 | 0.367 | 0.73 | c1 | h2 | -0.971 | -0.307 | -0.361 | -1.261 | -0.774 | -1.601 | -6.232 | -0.339 | -0.792 | -0.809 | -0.791 | -0.936 | -1.574 | c1 | 1
c1 | h3 | 34.1968 | 22.6318 | 22.6318 | 26.1207 | 26.1207 | 22.6318 | c1 | h3 | 31885.5 | c1 | h3 | 818.5988 | 849.1091 | 1509.2875 | 1127.1493 | 2446.9458 | 594.5386 | 889.4743 | 1624.2694 | 639.548 | 268.3899 | 1032.585 | 269.0221 | 494.9079 | c1 | h3 | 1649.3643 | 1560.5897 | 928.7447 | 281.9713 | 2684.021 | 2129.345 | 2009.1149 | 2093.8771 | 876.4993 | 1273.0715 | 2235.099 | 262.1664 | 854.7823 | c1 | h3 | 744.149 | 1112.907 | 965.6639 | 929.8815 | 358.8573 | 1596.7663 | 858.5649 | 1189.1426 | 596.5213 | 417.962 | 474.5246 | 143.2788 | 1021.9274 | c1 | h3 | 0 | 0.116 | 0.3635 | 0 | 0.278 | 0.2335 | 0 | 0.358 | 0.5255 | 0 | 0.309 | 0.60633 | 0 | 0.179 | 0.45858 | 0 | 0.282 | 0.519 | 0 | 0.183 | 0.5205 | 0 | 0.281 | 0.55367 | 0 | 0.31 | 0.57 | 0 | 0.311 | 0.844 | 0 | 0.431 | 0.1 | 0 | 0.274 | 0.418 | 0 | 0.339 | 0.685 | c1 | h3 | -1.079 | -0.65 | -0.798 | -1.36 | -0.993 | -1.672 | -6.533 | -0.438 | -1.077 | -1.092 | -1.137 | -0.984 | -1.601 | c2 | 1
c1 | h4 | 34.1968 | 21.5128 | 21.5128 | 26.5272 | 26.5272 | 21.5128 | c1 | h4 | 31439 | c1 | h4 | 506.6749 | 343.341 | 1430.1792 | 1074.8787 | 1962.6942 | 3262.7498 | 411.7491 | 1406.8607 | 485.9903 | 97.3094 | 708.1624 | 262.7227 | 556.3096 | c1 | h4 | 1916.8288 | 1813.6583 | 1079.352 | 327.6963 | 3119.2676 | 2474.6442 | 2301.9887 | 2433.4247 | 1018.6344 | 1479.5155 | 2597.5475 | 304.6799 | 993.3957 | c1 | h4 | 789.9428 | 1181.3935 | 1025.0893 | 987.105 | 380.9409 | 1695.0288 | 922.6369 | 1262.3206 | 633.2303 | 443.6827 | 503.7261 | 152.096 | 1084.8152 | c1 | h4 | 0 | 0.108 | 0.3355 | 0 | 0.27 | 0.255 | 0 | 0.388 | 0.568 | 0 | 0.309 | 0.584 | 0 | 0.171 | 0.44042 | 0 | 0.264 | 0.48 | 0 | 0.152 | 0.471 | 0 | 0.266 | 0.54533 | 0 | 0.278 | 0.5525 | 0 | 0.28 | 0.791 | 0 | 0.395 | 0.1 | 0 | 0.249 | 0.37333 | 0 | 0.3 | 0.606 | c1 | h4 | -1.173 | -0.957 | -1.125 | -1.422 | -1.165 | -1.678 | -6.76 | -0.575 | -1.296 | -1.307 | -1.403 | -1.069 | -1.593 | c3 | 88 | winter
c1 | h5 | 34.1968 | 23.8887 | 23.8887 | 28.0647 | 28.0647 | 23.8887 | c1 | h5 | 31444.5 | c1 | h5 | 280.9603 | 3337.0133 | 1514.971 | 1112.3861 | 1593.0069 | 3275.2466 | 122.4235 | 1358.1484 | 305.5119 | 1542.5027 | 275.5532 | 246.7813 | 633.9047 | c1 | h5 | 2268.4951 | 2146.3967 | 1277.3727 | 387.8163 | 3691.5363 | 2928.6487 | 2530.4304 | 2879.8669 | 1205.5156 | 1750.9512 | 3074.1002 | 360.5772 | 1175.6466 | c1 | h5 | 838.0262 | 1253.3045 | 1087.4861 | 1047.1897 | 404.1286 | 1798.2045 | 948.2657 | 1339.1575 | 671.7748 | 470.6895 | 534.3877 | 161.354 | 1150.8474 | c1 | h5 | 0 | 0.105 | 0.309 | 0 | 0.255 | 0.279 | 0 | 0.4 | 0.5985 | 0 | 0.328 | 0.559 | 0 | 0.164 | 0.41833 | 0 | 0.22 | 0.425 | 0 | 0.121 | 0.41 | 0 | 0.249 | 0.52767 | 0 | 0.264 | 0.5255 | 0 | 0.266 | 0.70833 | 0 | 0.351 | 0.1 | 0 | 0.225 | 0.33233 | 0 | 0.264 | 0.504 | c1 | h5 | -1.236 | -1.153 | -1.357 | -1.287 | -1.164 | -1.792 | -7.003 | -0.652 | -1.409 | -1.417 | -1.531 | -1.126 | -1.575 | c4 | 92 | spring
c1 | h6 | 34.4114 | 32.8556 | 32.8556 | 34.2326 | 35.3637 | 32.8556 | c1 | h6 | 32411 | c1 | h6 | 1136.9503 | 851.7392 | 1931.8311 | 1419.0891 | 2780.4341 | 287.4952 | 531.0071 | 2458.1601 | 978.4001 | 310.977 | 1168.2281 | 339.5226 | 798.1146 | c1 | h6 | 2278.4012 | 2155.7696 | 1282.9507 | 389.5098 | 3707.6566 | 2941.4376 | 2624.15 | 2892.4428 | 1210.7799 | 1758.5972 | 3087.5242 | 362.1518 | 1180.7804 | c1 | h6 | 1032.6498 | 1544.3724 | 1340.0443 | 1290.3895 | 497.9836 | 2215.8203 | 1143.0447 | 1650.164 | 827.788 | 580.0026 | 658.4941 | 198.8269 | 1418.1207 | c1 | h6 | 0 | 0.108 | 0.279 | 0 | 0.237 | 0.288 | 0 | 0.391 | 0.5995 | 0 | 0.307 | 0.52333 | 0 | 0.164 | 0.3875 | 0 | 0.185 | 0.362 | 0 | 0.092 | 0.33 | 0 | 0.233 | 0.496 | 0 | 0.253 | 0.485 | 0 | 0.255 | 0.59833 | 0 | 0.305 | 0.1 | 0 | 0.196 | 0.28767 | 0 | 0.22 | 0.398 | c1 | h6 | -1.312 | -1.367 | -1.464 | -1.293 | -1.192 | -1.85 | -7.255 | -0.712 | -1.465 | -1.472 | -1.569 | -1.202 | -1.575 | c5 | 92 | summer
c1 | h7 | 30.4184 | 39.9064 | 39.9064 | 44.05 | 43.2635 | 39.9064 | c1 | h7 | 37323.5 | c1 | h7 | 3227.093 | 2962.7231 | 647.449 | 481.2103 | 5666.4596 | 2250.5239 | 1732.7775 | 5345.0543 | 2994.6027 | 1630.6457 | 3145.4755 | 475.5542 | 97.5856 | c1 | h7 | 2689.504 | 2544.7454 | 1514.4396 | 459.791 | 4376.6468 | 3472.1752 | 3034.1735 | 3414.3401 | 1429.2467 | 2075.9093 | 3644.6209 | 427.4965 | 1393.8342 | c1 | h7 | 1188.3487 | 1777.2268 | 1542.0909 | 1484.9493 | 573.0676 | 2549.9129 | 1335.2607 | 1898.9693 | 952.5987 | 667.4532 | 757.7793 | 228.8053 | 1631.9394 | c1 | h7 | 0 | 0.113 | 0.2415 | 0 | 0.211 | 0.2945 | 0 | 0.364 | 0.567 | 0 | 0.304 | 0.48167 | 0 | 0.157 | 0.35392 | 0 | 0.141 | 0.287 | 0 | 0.067 | 0.2505 | 0 | 0.216 | 0.46633 | 0 | 0.234 | 0.439 | 0 | 0.236 | 0.45667 | 0 | 0.236 | 0.1 | 0 | 0.163 | 0.23 | 0 | 0.168 | 0.285 | c1 | h7 | -1.36 | -1.617 | -1.227 | -1.324 | -1.238 | -1.9 | -7.515 | -0.751 | -1.466 | -1.483 | -1.613 | -1.429 | -1.548 | c6 | 91 | autumn
c1 | h8 | 33.2004 | 43.2939 | 43.2939 | 45.8968 | 45.8968 | 43.2939 | c1 | h8 | 45237.5 | c1 | h8 | 7905.2571 | 8622.9847 | 4195.2756 | 3144.455 | 10190.1491 | 8359.0344 | 6067.3535 | 12260.2774 | 8241.5208 | 5889.3837 | 7836.4547 | 515.2372 | 1864.7346 | c1 | h8 | 2768.7528 | 2619.7287 | 1559.064 | 473.3391 | 4505.6088 | 3574.4861 | 3163.038 | 3514.9468 | 1471.3608 | 2137.0779 | 3752.0131 | 440.0931 | 1434.9049 | c1 | h8 | 1250.1703 | 1869.6837 | 1622.3153 | 1562.201 | 602.8803 | 2682.5673 | 1360.8895 | 1997.7596 | 1002.1558 | 702.1761 | 797.2013 | 240.7084 | 1716.838 | c1 | h8 | 0 | 0.111 | 0.187 | 0 | 0.179 | 0.2785 | 0 | 0.334 | 0.515 | 0 | 0.284 | 0.42667 | 0 | 0.145 | 0.3105 | 0 | 0.101 | 0.203 | 0 | 0.046 | 0.1875 | 0 | 0.195 | 0.434 | 0 | 0.203 | 0.3825 | 0 | 0.204 | 0.30333 | 0 | 0.177 | 0.1 | 0 | 0.118 | 0.16467 | 0 | 0.113 | 0.181 | c1 | h8 | -1.239 | -1.89 | -0.526 | -1.302 | -1.225 | -1.818 | -7.772 | -0.769 | -1.57 | -1.597 | -1.505 | -1.497 | -1.369
c1 | h9 | 41.7535 | 40.144 | 40.144 | 44.5006 | 44.5006 | 40.144 | c1 | h9 | 47840 | c1 | h9 | 10111.5825 | 11935.0816 | 6225.7055 | 4810.9047 | 12418.1807 | 12112.7268 | 8484.211 | 14999.6347 | 10168.2078 | 7857.2808 | 10668.2549 | 993.6289 | 3145.0135 | c1 | h9 | 2669.6918 | 2525.9996 | 1503.2835 | 456.4039 | 4344.4063 | 3446.5975 | 3122.0356 | 3389.1884 | 1418.7182 | 2060.6172 | 3617.7729 | 424.3474 | 1383.5666 | c1 | h9 | 1231.8528 | 1842.2891 | 1598.5451 | 1539.3116 | 594.0469 | 2643.2623 | 1327.572 | 1968.4884 | 987.4722 | 691.8879 | 785.5207 | 237.1816 | 1691.6828 | c1 | h9 | 0.018 | 0.095 | 0.1375 | 0.018 | 0.149 | 0.259 | 0.005 | 0.315 | 0.445 | 0.002 | 0.27 | 0.36867 | 0.022 | 0.115 | 0.25608 | 0.022 | 0.072 | 0.136 | 0 | 0.027 | 0.1455 | 0.075 | 0.16 | 0.37467 | 0.028 | 0.164 | 0.307 | 0.029 | 0.167 | 0.18133 | 0.063 | 0.119 | 0.1 | 0.035 | 0.074 | 0.111 | 0.054 | 0.066 | 0.101 | c1 | h9 | -0.793 | -1.952 | 0.165 | -1.113 | -0.811 | -1.442 | -7.87 | -0.298 | -1.152 | -1.172 | -0.667 | -1.126 | -0.721
c1 | h10 | 35.4383 | 40.1134 | 37.431 | 43.8114 | 43.8114 | 40.1134 | c1 | h10 | 48910.5 | c1 | h10 | 8193.3965 | 10273.6764 | 5358.9211 | 4380.4464 | 10658.7073 | 11191.1009 | 8124.5037 | 12298.39 | 8066.0008 | 6435.3226 | 9627.6151 | 898.0536 | 3095.6129 | c1 | h10 | 2550.8187 | 2413.5246 | 1436.347 | 436.0817 | 4150.9634 | 3293.1312 | 2940.4538 | 3238.2783 | 1355.547 | 1968.8643 | 3456.6847 | 405.4525 | 1321.9607 | c1 | h10 | 1188.3487 | 1777.2268 | 1542.0909 | 1484.9493 | 573.0676 | 2549.9129 | 1258.3743 | 1898.9693 | 952.5987 | 667.4532 | 757.7793 | 228.8053 | 1631.9394 | c1 | h10 | 0.067 | 0.075 | 0.1065 | 0.093 | 0.118 | 0.2395 | 0.044 | 0.245 | 0.334 | 0.037 | 0.229 | 0.307 | 0.088 | 0.076 | 0.18992 | 0.161 | 0.048 | 0.089 | 0.076 | 0.017 | 0.1355 | 0.219 | 0.112 | 0.27333 | 0.116 | 0.102 | 0.203 | 0.117 | 0.103 | 0.094667 | 0.219 | 0.062 | 0.1 | 0.174 | 0.045 | 0.080333 | 0.253 | 0.037 | 0.059 | c1 | h10 | 0.042 | -1.229 | 1.091 | -0.465 | -0.049 | -0.237 | -7.804 | 0.691 | -0.166 | -0.175 | 1.346 | 0.38 | 0.771
c1 | h11 | 45.7388 | 38.8412 | 36.7489 | 41.4255 | 41.4255 | 38.8412 | c1 | h11 | 48821.5 | c1 | h11 | 5919.0307 | 8053.4176 | 4183.5685 | 3463.6745 | 8284.6901 | 9117.3313 | 6323.6412 | 9645.102 | 5833.6379 | 4539.1471 | 7713.609 | 711.4155 | 2437.6734 | c1 | h11 | 2626.105 | 2484.7588 | 1478.7401 | 448.9524 | 4273.4772 | 3390.3265 | 3189.3966 | 3333.8547 | 1395.5554 | 2026.9745 | 3558.7072 | 417.4193 | 1360.9777 | c1 | h11 | 1117.3683 | 1671.0726 | 1449.9814 | 1396.2529 | 538.8381 | 2397.606 | 1189.1765 | 1785.5433 | 895.6997 | 627.586 | 712.5169 | 215.1387 | 1534.4632 | c1 | h11 | 0.127 | 0.075 | 0.094 | 0.196 | 0.105 | 0.2395 | 0.096 | 0.164 | 0.229 | 0.073 | 0.195 | 0.242 | 0.17 | 0.061 | 0.143 | 0.297 | 0.035 | 0.058 | 0.179 | 0.013 | 0.12 | 0.369 | 0.077 | 0.192 | 0.231 | 0.072 | 0.126 | 0.233 | 0.072 | 0.04 | 0.398 | 0.028 | 0.1 | 0.342 | 0.022 | 0.061333 | 0.384 | 0.022 | 0.04 | c1 | h11 | 0.994 | -0.059 | 2.005 | 0.209 | 1.029 | 1.018 | -6.991 | 1.574 | 1.049 | 1.043 | 2.514 | 1.43 | 1.799
c1 | h12 | 32.0585 | 37.7912 | 34.465 | 37.9881 | 37.9881 | 37.7912 | c1 | h12 | 48583.5 | c1 | h12 | 4407.4865 | 6706.0721 | 3379.7732 | 2981.1086 | 6854.5083 | 7399.4926 | 5497.3134 | 8001.7574 | 4254.5732 | 3240.9184 | 6017.1235 | 494.5398 | 1784.6079 | c1 | h12 | 2792.8246 | 2642.5049 | 1572.6187 | 477.4544 | 4544.781 | 3605.563 | 3231.9219 | 3545.5061 | 1484.1529 | 2155.6579 | 3784.6334 | 443.9193 | 1447.3801 | c1 | h12 | 1060.1261 | 1585.4644 | 1375.6996 | 1324.7236 | 511.2337 | 2274.7778 | 1166.1106 | 1694.0708 | 849.8134 | 595.4351 | 676.015 | 204.1172 | 1455.8535 | c1 | h12 | 0.169 | 0.078 | 0.1005 | 0.281 | 0.105 | 0.256 | 0.111 | 0.121 | 0.1655 | 0.09 | 0.158 | 0.185 | 0.242 | 0.057 | 0.13108 | 0.35 | 0.029 | 0.037 | 0.258 | 0.009 | 0.1005 | 0.515 | 0.063 | 0.16167 | 0.324 | 0.058 | 0.0735 | 0.326 | 0.058 | 0.014 | 0.496 | 0.021 | 0.1 | 0.467 | 0.017 | 0.059333 | 0.433 | 0.021 | 0.032 | c1 | h12 | 1.704 | 1.278 | 2.618 | 0.716 | 2.013 | 1.764 | -5.897 | 2.357 | 2.267 | 2.268 | 3.139 | 1.808 | 2.295
c1 | h13 | 32.0585 | 37.431 | 36.7489 | 36.8217 | 36.8217 | 37.431 | c1 | h13 | 48547 | c1 | h13 | 4118.9237 | 6466.3068 | 3200.4154 | 2945.0302 | 6250.0471 | 7082.8698 | 5193.3219 | 7347.0962 | 3788.7556 | 2772.0852 | 5584.9929 | 510.4129 | 1516.7028 | c1 | h13 | 2660.9745 | 2517.7514 | 1498.3749 | 454.9136 | 4330.2205 | 3435.3433 | 3146.8713 | 3378.1217 | 1414.0856 | 2053.8886 | 3605.9598 | 422.9618 | 1379.0488 | c1 | h13 | 1025.7808 | 1534.0994 | 1331.1305 | 1281.806 | 494.671 | 2201.0809 | 1109.7272 | 1639.1873 | 822.2817 | 576.1445 | 654.1139 | 197.5043 | 1408.6876 | c1 | h13 | 0.212 | 0.084 | 0.1055 | 0.304 | 0.108 | 0.2665 | 0.107 | 0.111 | 0.1285 | 0.093 | 0.133 | 0.13933 | 0.285 | 0.055 | 0.13108 | 0.302 | 0.029 | 0.025 | 0.318 | 0.008 | 0.1015 | 0.531 | 0.058 | 0.15667 | 0.339 | 0.051 | 0.054 | 0.338 | 0.051 | 0.018 | 0.479 | 0.027 | 0.1 | 0.479 | 0.021 | 0.065333 | 0.364 | 0.031 | 0.034 | c1 | h13 | 2.477 | 2.15 | 2.98 | 0.949 | 2.746 | 2.194 | -5.047 | 3.016 | 3.067 | 3.06 | 3.379 | 1.92 | 2.293
c1 | h14 | 31.9129 | 36.5726 | 36.5726 | 34.8953 | 34.8953 | 36.5726 | c1 | h14 | 48308.5 | c1 | h14 | 4103.5905 | 6172.7542 | 3197.0821 | 2938.3636 | 6095.6042 | 7422.9775 | 5052.1052 | 7288.7857 | 3691.501 | 2669.3718 | 5498.1049 | 482.2043 | 1503.0029 | c1 | h14 | 2660.9745 | 2517.7514 | 1498.3749 | 454.9136 | 4330.2205 | 3435.3433 | 3054.7332 | 3378.1217 | 1414.0856 | 2053.8886 | 3605.9598 | 422.9618 | 1379.0488 | c1 | h14 | 996.0148 | 1489.5832 | 1292.5039 | 1244.6107 | 480.3167 | 2137.2102 | 1078.9726 | 1591.6216 | 798.4208 | 559.4261 | 635.1329 | 191.7732 | 1367.8105 | c1 | h14 | 0.174 | 0.089 | 0.107 | 0.315 | 0.117 | 0.276 | 0.079 | 0.106 | 0.1105 | 0.073 | 0.12 | 0.10667 | 0.215 | 0.06 | 0.13167 | 0.199 | 0.035 | 0.022 | 0.302 | 0.014 | 0.1135 | 0.448 | 0.058 | 0.15633 | 0.288 | 0.055 | 0.056 | 0.288 | 0.055 | 0.033333 | 0.343 | 0.041 | 0.1 | 0.421 | 0.03 | 0.069333 | 0.193 | 0.046 | 0.046 | c1 | h14 | 2.756 | 2.474 | 2.984 | 0.937 | 2.984 | 2.158 | -4.648 | 3.3 | 3.295 | 3.284 | 3.306 | 1.77 | 2.043
c1 | h15 | 32.1888 | 36.3504 | 36.3504 | 35.7348 | 36.9189 | 36.3504 | c1 | h15 | 48351.5 | c1 | h15 | 4313.766 | 6670.2253 | 3449.1763 | 3050.6857 | 5974.8174 | 7758.1616 | 5000.0307 | 7272.5815 | 3612.0292 | 2655.1239 | 5844.5694 | 481.9053 | 1797.6827 | c1 | h15 | 2564.649 | 2426.6105 | 1444.1347 | 438.4461 | 4173.4695 | 3310.9862 | 2955.5075 | 3255.836 | 1362.8967 | 1979.5393 | 3475.4265 | 407.6508 | 1329.1282 | c1 | h15 | 963.9592 | 1441.6426 | 1250.9061 | 1204.5543 | 464.8583 | 2068.4265 | 1066.1582 | 1540.397 | 772.7245 | 541.4215 | 614.6919 | 185.6012 | 1323.789 | c1 | h15 | 0.074 | 0.092 | 0.11 | 0.156 | 0.12 | 0.288 | 0.041 | 0.108 | 0.1095 | 0.041 | 0.117 | 0.094667 | 0.111 | 0.067 | 0.13083 | 0.102 | 0.041 | 0.024 | 0.203 | 0.024 | 0.125 | 0.286 | 0.062 | 0.15167 | 0.146 | 0.059 | 0.072 | 0.149 | 0.059 | 0.062333 | 0.172 | 0.054 | 0.1 | 0.282 | 0.036 | 0.073667 | 0.086 | 0.061 | 0.064 | c1 | h15 | 2.504 | 2.215 | 2.63 | 0.643 | 2.792 | 1.699 | -5.093 | 3.138 | 3.079 | 3.067 | 2.879 | 1.32 | 1.543
c1 | h16 | 32.7329 | 36.9328 | 36.9328 | 37.8997 | 39.1457 | 36.9328 | c1 | h16 | 48964 | c1 | h16 | 4830.5732 | 7172.1988 | 3834.3828 | 3294.5034 | 6299.5793 | 7619.4607 | 5030.5443 | 7966.2112 | 3882.6547 | 2883.8817 | 6064.1865 | 506.9884 | 2122.8478 | c1 | h16 | 2529.1244 | 2392.998 | 1424.1311 | 432.3729 | 4115.66 | 3265.1236 | 2969.6826 | 3210.7372 | 1344.0183 | 1952.1194 | 3427.2861 | 402.0042 | 1310.7176 | c1 | h16 | 950.221 | 1421.0966 | 1233.0785 | 1187.3872 | 458.2332 | 2038.9477 | 1078.9726 | 1518.4436 | 761.7118 | 533.7053 | 605.9314 | 182.956 | 1304.9226 | c1 | h16 | 0.016 | 0.101 | 0.1175 | 0.033 | 0.141 | 0.3155 | 0.007 | 0.123 | 0.122 | 0.008 | 0.138 | 0.10567 | 0.028 | 0.073 | 0.13392 | 0.027 | 0.045 | 0.024 | 0.042 | 0.036 | 0.1205 | 0.071 | 0.069 | 0.15033 | 0.05 | 0.063 | 0.082 | 0.051 | 0.063 | 0.088 | 0.049 | 0.069 | 0.1 | 0.09 | 0.044 | 0.082 | 0.028 | 0.072 | 0.078 | c1 | h16 | 1.045 | 0.669 | 1.567 | -0.228 | 1.448 | 0.572 | -6.621 | 1.897 | 1.793 | 1.774 | 1.584 | 0.315 | 0.588
c1 | h17 | 31.0622 | 39.9754 | 39.9754 | 42.3975 | 43.8025 | 39.9754 | c1 | h17 | 51774 | c1 | h17 | 7278.489 | 9733.071 | 5356.3553 | 4762.7052 | 8849.4873 | 10639.0578 | 7384.6865 | 10316.5849 | 6029.8206 | 4713.0331 | 8610.7246 | 905.1407 | 3947.1093 | c1 | h17 | 1966.3593 | 1860.5229 | 1107.2422 | 336.1639 | 3199.8688 | 2538.5885 | 2342.9911 | 2496.3039 | 1044.9557 | 1517.7459 | 2664.6676 | 312.5527 | 1019.0648 | c1 | h17 | 947.9313 | 1417.6722 | 1230.1072 | 1184.526 | 457.129 | 2034.0346 | 1066.1582 | 1514.7847 | 759.8764 | 532.4193 | 604.4713 | 182.5152 | 1301.7782 | c1 | h17 | 0 | 0.108 | 0.1245 | 0 | 0.163 | 0.339 | 0 | 0.13 | 0.1285 | 0 | 0.16 | 0.12133 | 0 | 0.073 | 0.13458 | 0 | 0.039 | 0.021 | 0 | 0.059 | 0.1165 | 0 | 0.069 | 0.14467 | 0 | 0.059 | 0.078 | 0 | 0.058 | 0.093667 | 0 | 0.07 | 0.1 | 0 | 0.045 | 0.091333 | 0 | 0.07 | 0.079 | c1 | h17 | -0.148 | -0.768 | 0.512 | -0.994 | -0.043 | -0.286 | -8.01 | 0.947 | 0.349 | 0.326 | 0.568 | -0.388 | -0.154
c1 | h18 | 104.8895 | 49.5861 | 43.1177 | 42.5477 | 43.9528 | 49.5861 | c1 | h18 | 53718 | c1 | h18 | 9840.4612 | 12983.8968 | 7087.326 | 5888.4462 | 11723.2839 | 14253.2122 | 9308.0031 | 13754.5789 | 9572.6664 | 7766.764 | 11149.9472 | 1255.2006 | 5589.2616 | c1 | h18 | 1981.2184 | 1874.5822 | 1115.6093 | 338.7042 | 3224.0492 | 2557.7718 | 2366.421 | 2515.1676 | 1052.8521 | 1529.215 | 2684.8036 | 314.9146 | 1026.7656 | c1 | h18 | 975.4076 | 1458.7642 | 1265.7625 | 1218.8601 | 470.3791 | 2092.9921 | 1091.787 | 1558.6915 | 781.9018 | 547.8517 | 621.9922 | 187.8055 | 1339.5109 | c1 | h18 | 0 | 0.099 | 0.1275 | 0 | 0.155 | 0.33 | 0 | 0.113 | 0.1265 | 0 | 0.155 | 0.133 | 0 | 0.059 | 0.13158 | 0 | 0.026 | 0.018 | 0 | 0.088 | 0.1375 | 0 | 0.057 | 0.13567 | 0 | 0.045 | 0.0615 | 0 | 0.045 | 0.084333 | 0 | 0.057 | 0.1 | 0 | 0.043 | 0.096667 | 0 | 0.057 | 0.066 | c1 | h18 | -0.414 | -1.046 | 0.235 | -1.122 | -0.386 | -0.229 | -8.6 | 0.924 | 0.163 | 0.144 | 0.538 | -0.464 | -0.105
c1 | h19 | 104.8895 | 42.083 | 40.5885 | 36.645 | 39.5787 | 42.083 | c1 | h19 | 52801.5 | c1 | h19 | 11070.5749 | 14367.5416 | 7924.8459 | 6329.287 | 13410.7124 | 15924.973 | 10373.7763 | 15849.359 | 11056.3826 | 9291.9444 | 12077.3134 | 1437.3326 | 6686.9916 | c1 | h19 | 1877.2045 | 1776.1667 | 1057.0398 | 320.9222 | 3054.7866 | 2423.4888 | 2319.5612 | 2383.1213 | 997.5773 | 1448.9312 | 2543.8514 | 298.3816 | 972.8604 | c1 | h19 | 970.8282 | 1451.9155 | 1259.8199 | 1213.1378 | 468.1708 | 2083.1658 | 1068.7211 | 1551.3737 | 778.2309 | 545.2796 | 619.0721 | 186.9237 | 1333.2222 | c1 | h19 | 0 | 0.081 | 0.1275 | 0 | 0.131 | 0.307 | 0 | 0.086 | 0.121 | 0 | 0.135 | 0.14233 | 0 | 0.038 | 0.12108 | 0 | 0.013 | 0.018 | 0 | 0.117 | 0.183 | 0 | 0.038 | 0.11467 | 0 | 0.026 | 0.039 | 0 | 0.026 | 0.078 | 0 | 0.038 | 0.1 | 0 | 0.038 | 0.097667 | 0 | 0.039 | 0.052 | c1 | h19 | -0.611 | -1.232 | 0.003 | -1.138 | -0.419 | -0.052 | -8.507 | 1.024 | 0.229 | 0.214 | 0.655 | -0.45 | 0.114
c1 | h20 | 34.2887 | 39.1171 | 34.488 | 34.0294 | 34.3121 | 39.1171 | c1 | h20 | 51401.5 | c1 | h20 | 11680.2303 | 15316.1941 | 8618.7422 | 6879.2826 | 14849.5171 | 17357.472 | 11610.1929 | 17037.381 | 11446.1196 | 9844.8213 | 12818.4224 | 1579.0917 | 6930.6448 | c1 | h20 | 1289.7732 | 1220.353 | 726.2617 | 220.4964 | 2098.856 | 1665.1094 | 1582.6905 | 1637.3741 | 685.4067 | 995.519 | 1747.8072 | 205.0094 | 668.4244 | c1 | h20 | 954.8004 | 1427.9452 | 1239.021 | 1193.1096 | 460.4416 | 2048.774 | 1055.9067 | 1525.7614 | 765.3827 | 536.2774 | 608.8516 | 183.8377 | 1311.2114 | c1 | h20 | 0 | 0.061 | 0.126 | 0 | 0.105 | 0.281 | 0 | 0.059 | 0.115 | 0 | 0.113 | 0.15367 | 0 | 0.018 | 0.10367 | 0 | 0.006 | 0.025 | 0 | 0.14 | 0.2295 | 0 | 0.02 | 0.081333 | 0 | 0.009 | 0.0185 | 0 | 0.008 | 0.092 | 0 | 0.029 | 0.1 | 0 | 0.037 | 0.1 | 0 | 0.03 | 0.058 | c1 | h20 | -0.772 | -1.396 | -0.167 | -1.128 | -0.345 | -0.075 | -8.118 | 1.208 | 0.508 | 0.499 | 0.884 | -0.489 | 0.269
c1 | h21 | 34.7639 | 33.9975 | 30.656 | 32.2709 | 32.642 | 33.9975 | c1 | h21 | 48548.5 | c1 | h21 | 10822.0641 | 13960.7838 | 7816.2559 | 6273.4577 | 14236.479 | 16179.4171 | 11175.7575 | 15930.4812 | 10791.228 | 8976.9777 | 12025.7721 | 1484.9202 | 6244.9132 | c1 | h21 | 1268.9704 | 1200.6699 | 714.5478 | 216.9401 | 2065.0035 | 1638.2528 | 1545.7884 | 1610.9649 | 674.3517 | 979.4622 | 1719.6167 | 201.7028 | 657.6433 | c1 | h21 | 899.8479 | 1345.7613 | 1167.7104 | 1124.4414 | 433.9413 | 1930.8589 | 1004.6491 | 1437.9478 | 721.3319 | 505.4125 | 573.8098 | 173.2572 | 1235.746 | c1 | h21 | 0 | 0.044 | 0.133 | 0 | 0.089 | 0.257 | 0 | 0.037 | 0.1105 | 0 | 0.099 | 0.17267 | 0 | 0.005 | 0.091833 | 0 | 0.006 | 0.041 | 0 | 0.159 | 0.272 | 0 | 0.007 | 0.050667 | 0 | 0.003 | 0.0075 | 0 | 0.003 | 0.143 | 0 | 0.036 | 0.1 | 0 | 0.045 | 0.12 | 0 | 0.038 | 0.095 | c1 | h21 | -0.883 | -1.588 | -0.253 | -1.127 | -0.171 | -0.329 | -7.498 | 1.384 | 0.667 | 0.638 | 0.681 | -0.684 | 0.233
c1 | h22 | 32.0585 | 37.9368 | 28.763 | 30.9984 | 31.67 | 37.9368 | c1 | h22 | 44204 | c1 | h22 | 9776.8933 | 12399.2635 | 7030.0959 | 5435.0552 | 13248.0605 | 14522.9001 | 10428.9414 | 14318.3394 | 9589.1808 | 7779.1339 | 10804.8007 | 1320.2992 | 5302.4353 | c1 | h22 | 1137.2194 | 1076.0102 | 640.3597 | 194.4162 | 1850.6042 | 1468.161 | 1410.4806 | 1443.7062 | 604.3371 | 877.7694 | 1541.0773 | 180.761 | 589.3634 | c1 | h22 | 856.3438 | 1280.6991 | 1111.2563 | 1070.0791 | 412.962 | 1837.5095 | 981.5832 | 1368.4287 | 686.4584 | 480.9778 | 546.0683 | 164.8809 | 1176.0026 | c1 | h22 | 0 | 0.035 | 0.145 | 0 | 0.085 | 0.2365 | 0 | 0.025 | 0.1075 | 0 | 0.079 | 0.18267 | 0 | 0.004 | 0.09 | 0 | 0.014 | 0.061 | 0 | 0.169 | 0.313 | 0 | 0.004 | 0.035 | 0 | 0.008 | 0.0085 | 0 | 0.008 | 0.25067 | 0 | 0.061 | 0.1 | 0 | 0.067 | 0.166 | 0 | 0.071 | 0.186 | c1 | h22 | -1.026 | -1.85 | -0.268 | -1.116 | -0.278 | -0.577 | -6.881 | 1.438 | 0.285 | 0.238 | 0.319 | -0.927 | 0.056
c1 | h23 | 30.564 | 38.2127 | 24.1109 | 28.8158 | 28.8158 | 38.2127 | c1 | h23 | 39458 | c1 | h23 | 8088.8564 | 9836.934 | 5452.2658 | 4038.3202 | 11450.183 | 11705.7503 | 8870.151 | 12058.226 | 7873.4352 | 6179.5729 | 8836.4866 | 1059.6983 | 3966.8293 | c1 | h23 | 1047.0739 | 990.7167 | 589.5995 | 179.0052 | 1703.91 | 1351.7824 | 1312.075 | 1329.2661 | 556.4323 | 808.1901 | 1418.9187 | 166.4324 | 542.6456 | c1 | h23 | 783.0737 | 1171.1206 | 1016.1755 | 978.5215 | 377.6283 | 1680.2894 | 976.4574 | 1251.3439 | 627.724 | 439.8246 | 499.3459 | 150.7734 | 1075.382 | c1 | h23 | 0 | 0.03 | 0.1585 | 0 | 0.084 | 0.215 | 0 | 0.023 | 0.106 | 0 | 0.066 | 0.18533 | 0 | 0.008 | 0.093417 | 0 | 0.026 | 0.084 | 0 | 0.173 | 0.331 | 0 | 0.005 | 0.028333 | 0 | 0.018 | 0.0175 | 0 | 0.019 | 0.41667 | 0 | 0.1 | 0.1 | 0 | 0.102 | 0.225 | 0 | 0.131 | 0.333 | c1 | h23 | -1.279 | -2.235 | -0.391 | -1.122 | -0.816 | -0.935 | -6.435 | 1.227 | -0.396 | -0.442 | -0.038 | -1.062 | -0.003
c1 | h24 | 30.5947 | 32.9705 | 29.6673 | 27.2429 | 26.2532 | 32.9705 | c1 | h24 | 36085 | c1 | h24 | 4903.5712 | 5923.5986 | 2938.3907 | 2244.4445 | 8139.5268 | 7144.2626 | 6239.2719 | 7645.8252 | 4723.8076 | 3607.9152 | 5533.3916 | 663.8603 | 2288.9764 | c1 | h24 | 1088.6795 | 1030.0829 | 613.0273 | 186.118 | 1771.615 | 1405.4956 | 1344.8769 | 1382.0846 | 578.5422 | 840.3036 | 1475.2996 | 173.0456 | 564.2077 | c1 | h24 | 709.8037 | 1061.542 | 921.0948 | 886.9639 | 342.2947 | 1523.0694 | 868.8165 | 1134.2591 | 568.9896 | 398.6714 | 452.6235 | 136.6659 | 974.7615 | c1 | h24 | 0 | 0.027 | 0.17 | 0 | 0.085 | 0.197 | 0 | 0.025 | 0.105 | 0 | 0.058 | 0.18833 | 0 | 0.014 | 0.098667 | 0 | 0.041 | 0.111 | 0 | 0.178 | 0.335 | 0 | 0.009 | 0.027333 | 0 | 0.034 | 0.037 | 0 | 0.035 | 0.58333 | 0 | 0.145 | 0.1 | 0 | 0.127 | 0.28067 | 0 | 0.195 | 0.486 | c1 | h24 | -1.578 | -2.654 | -0.579 | -1.183 | -1.295 | -1.348 | -6.202 | 0.928 | -1.07 | -1.121 | -0.204 | -1.083 | 0.064
c2 | h1 | 33.2569 | 77.8803 | 35.8111 | 23.5165 | 23.5165 | 77.8803 | c2 | h1 | 33185.5 | c2 | h1 | 3592.3892 | 4488.2457 | 1894.7521 | 1929.1606 | 5692.7082 | 5022.7007 | 2395.571 | 4374.7271 | 2554.9185 | 1316.5664 | 3467.8817 | 219.2113 | 1608.8671 | c2 | h1 | 1177.2644 | 1235.1077 | 754.2271 | 227.5559 | 1963.9604 | 1699.0711 | 1526.3933 | 1458.133 | 613.3503 | 907.7557 | 1763.1178 | 204.5292 | 594.4321 | c2 | h1 | 671.7995 | 1050.5513 | 789.791 | 807.414 | 290.2838 | 1329.1983 | 707.6045 | 556.185 | 620.0344 | 303.2748 | 404.921 | 141.9154 | 721.8995 | c2 | h1 | 0 | 0.318 | 0.8705 | 0 | 0.33 | 0.79 | 0 | 0.457 | 0.778 | 0 | 0.259 | 0.84367 | 0 | 0.706 | 0.79925 | 0 | 0.803 | 0.868 | 0 | 0.803 | 0.7675 | 0 | 0.343 | 0.728 | 0 | 0.343 | 0.8055 | 0 | 0.566 | 0.816 | 0 | 0.393 | 0.01 | 0 | 0.664 | 0.81067 | 0 | 0.643 | 0.89 | c2 | h1 | -0.582 | -0.193 | 0.138 | 0.899 | -1.026 | 3.706 | 1.994 | 0.175 | 0.618 | 2.394 | -0.235 | 1.963 | 0.693
c2 | h2 | 33.2569 | 75.7773 | 34.0742 | 23.3888 | 23.3888 | 70.7027 | c2 | h2 | 33098 | c2 | h2 | 2695.9148 | 3624.6301 | 1369.5276 | 1500.1301 | 4168.4391 | 3664.9407 | 1116.2166 | 2778.3364 | 2088.7094 | 874.9263 | 2498.9284 | 202.7529 | 958.1666 | c2 | h2 | 1282.0893 | 1246.3701 | 761.1045 | 229.6309 | 2138.8336 | 1714.5641 | 1540.3117 | 1587.9668 | 667.9637 | 988.5833 | 1779.1948 | 206.3943 | 647.3609 | c2 | h2 | 698.6715 | 1098.9319 | 826.163 | 844.5976 | 301.8952 | 1390.4114 | 740.1915 | 578.4324 | 644.8358 | 315.4058 | 423.5687 | 148.451 | 750.7755 | c2 | h2 | 0 | 0.314 | 0.8575 | 0 | 0.342 | 0.8045 | 0 | 0.463 | 0.785 | 0 | 0.27 | 0.815 | 0 | 0.702 | 0.79692 | 0 | 0.796 | 0.86 | 0 | 0.796 | 0.7815 | 0 | 0.367 | 0.73633 | 0 | 0.371 | 0.813 | 0 | 0.588 | 0.84833 | 0 | 0.405 | 0.01 | 0 | 0.679 | 0.81 | 0 | 0.651 | 0.893 | c2 | h2 | -0.594 | -0.397 | -0.182 | 0.506 | -1.183 | 3.565 | 1.684 | -0.027 | 0.416 | 2.213 | -0.587 | 1.98 | 0.137
c2 | h3 | 30.4471 | 71.0348 | 32.2862 | 23.193 | 23.193 | 66.3094 | c2 | h3 | 32264 | c2 | h3 | 2610.7892 | 3392.0859 | 1278.3011 | 1476.5675 | 3735.9132 | 3252.7985 | 986.6029 | 2404.3032 | 2019.2685 | 821.7868 | 2295.0909 | 186.2945 | 784.241 | c2 | h3 | 1282.0893 | 1250.1242 | 763.397 | 230.3225 | 2138.8336 | 1719.7285 | 1544.9512 | 1587.9668 | 667.9637 | 988.5833 | 1784.5538 | 207.0159 | 647.3609 | c2 | h3 | 718.8254 | 1123.1222 | 844.349 | 863.1893 | 310.6037 | 1421.0179 | 756.485 | 595.1179 | 663.4368 | 324.504 | 432.8926 | 151.7188 | 772.4324 | c2 | h3 | 0 | 0.333 | 0.8335 | 0 | 0.349 | 0.825 | 0 | 0.458 | 0.7065 | 0 | 0.289 | 0.75467 | 0 | 0.696 | 0.78658 | 0 | 0.779 | 0.831 | 0 | 0.779 | 0.806 | 0 | 0.397 | 0.73967 | 0 | 0.409 | 0.829 | 0 | 0.616 | 0.875 | 0 | 0.413 | 0.01 | 0 | 0.697 | 0.77233 | 0 | 0.655 | 0.898 | c2 | h3 | -0.686 | -0.615 | -0.411 | 0.054 | -1.376 | 3.539 | 1.372 | -0.376 | 0.215 | 1.973 | -0.861 | 1.966 | -0.246
c2 | h4 | 30.4046 | 68.9999 | 32.7715 | 23.3803 | 23.3803 | 64.5554 | c2 | h4 | 31558.5 | c2 | h4 | 2329.0288 | 3270.0073 | 1188.4228 | 1485.4267 | 3200.9757 | 2915.1324 | 881.2881 | 2275.0958 | 1974.6435 | 696.5617 | 1894.3175 | 67.3417 | 721.6539 | c2 | h4 | 1463.517 | 1452.847 | 887.1911 | 267.6721 | 2441.4987 | 1998.6033 | 1795.4839 | 1812.679 | 762.4868 | 1128.4772 | 2073.941 | 240.5861 | 738.9686 | c2 | h4 | 781.5267 | 1192.2374 | 896.3089 | 916.3087 | 337.6968 | 1508.4652 | 803.038 | 647.0285 | 721.3067 | 352.8096 | 459.5321 | 161.0553 | 839.8097 | c2 | h4 | 0 | 0.351 | 0.8235 | 0 | 0.333 | 0.856 | 0 | 0.46 | 0.691 | 0 | 0.313 | 0.755 | 0 | 0.702 | 0.79325 | 0 | 0.75 | 0.803 | 0 | 0.75 | 0.821 | 0 | 0.423 | 0.763 | 0 | 0.436 | 0.8455 | 0 | 0.613 | 0.90233 | 0 | 0.416 | 0.01 | 0 | 0.721 | 0.74467 | 0 | 0.658 | 0.862 | c2 | h4 | -0.795 | -0.852 | -0.637 | -0.54 | -1.577 | 3.629 | 1.042 | -0.756 | -0.005 | 1.674 | -1.076 | 1.826 | -0.486
c2 | h5 | 30.4046 | 75.7517 | 35.2577 | 24.138 | 24.138 | 72.0821 | c2 | h5 | 31102 | c2 | h5 | 2382.6219 | 3347.8932 | 1215.802 | 1600.0948 | 3147.5652 | 3026.8668 | 651.7177 | 2384.8147 | 1990.5102 | 568.506 | 1679.2708 | 65.462 | 576.2028 | c2 | h5 | 1858.6263 | 1719.39 | 1049.9574 | 316.7799 | 3100.6362 | 2365.2722 | 2124.8879 | 2302.0524 | 968.3373 | 1433.1349 | 2454.4314 | 284.7246 | 938.4698 | c2 | h5 | 853.1853 | 1264.8084 | 950.8668 | 972.084 | 368.6604 | 1600.2848 | 851.9185 | 706.3549 | 787.4437 | 385.159 | 487.5036 | 170.8587 | 916.8123 | c2 | h5 | 0 | 0.38 | 0.8485 | 0 | 0.321 | 0.8605 | 0 | 0.455 | 0.7295 | 0 | 0.338 | 0.79033 | 0 | 0.738 | 0.83575 | 0 | 0.704 | 0.836 | 0 | 0.704 | 0.823 | 0 | 0.449 | 0.823 | 0 | 0.457 | 0.8655 | 0 | 0.632 | 0.91833 | 0 | 0.403 | 0.01 | 0 | 0.748 | 0.777 | 0 | 0.652 | 0.832 | c2 | h5 | -0.943 | -0.982 | -0.778 | -0.848 | -1.779 | 3.775 | 0.554 | -1.06 | -0.23 | 1.344 | -1.262 | 1.64 | -0.615
c2 | h6 | 30.4131 | 92.1247 | 38.0674 | 24.9043 | 24.9043 | 85.5432 | c2 | h6 | 32000.5 | c2 | h6 | 3155.1255 | 4277.054 | 1736.2212 | 1952.6837 | 3847.6431 | 3690.5437 | 1288.8025 | 3431.8908 | 2709.6198 | 1058.5443 | 2473.806 | 135.0585 | 697.2735 | c2 | h6 | 2019.8954 | 1726.8983 | 1054.5424 | 318.1632 | 3369.6718 | 2375.6009 | 2134.1669 | 2501.7967 | 1052.3579 | 1557.485 | 2465.1495 | 285.9679 | 1019.8988 | c2 | h6 | 1034.5712 | 1558.5481 | 1171.6966 | 1197.8412 | 447.0371 | 1971.9356 | 1049.7685 | 856.5249 | 954.853 | 467.0431 | 600.7217 | 210.539 | 1111.7252 | c2 | h6 | 0 | 0.418 | 0.87 | 0 | 0.341 | 0.864 | 0 | 0.454 | 0.7645 | 0 | 0.361 | 0.79567 | 0 | 0.778 | 0.8575 | 0 | 0.657 | 0.846 | 0 | 0.657 | 0.8745 | 0 | 0.466 | 0.845 | 0 | 0.47 | 0.87 | 0 | 0.665 | 0.92467 | 0 | 0.416 | 0.01 | 0 | 0.755 | 0.803 | 0 | 0.65 | 0.837 | c2 | h6 | -1.119 | -1.026 | -0.836 | -1.406 | -1.989 | 3.853 | -0.047 | -1.294 | -0.482 | 1.148 | -1.428 | 1.389 | -0.682
c2 | h7 | 25.3045 | 127.7145 | 50.2599 | 26.5135 | 26.5135 | 114.6706 | c2 | h7 | 36740 | c2 | h7 | 5067.149 | 6042.9469 | 3254.6792 | 3146.3825 | 6053.0343 | 5082.548 | 3010.4227 | 6934.6747 | 5303.4946 | 2568.8629 | 3557.2279 | 301.2677 | 1003.2754 | c2 | h7 | 2495.6392 | 2038.4908 | 1244.8185 | 375.571 | 4163.3271 | 2804.2419 | 2519.2448 | 3091.0422 | 1300.2186 | 1924.3178 | 2909.9482 | 337.5665 | 1260.1145 | c2 | h7 | 1182.3671 | 1793.5398 | 1348.3603 | 1378.447 | 510.8995 | 2269.2563 | 1208.0484 | 978.8855 | 1091.2606 | 533.7636 | 691.2961 | 242.2832 | 1270.5431 | c2 | h7 | 0 | 0.445 | 0.884 | 0 | 0.374 | 0.872 | 0 | 0.469 | 0.7625 | 0 | 0.37 | 0.80433 | 0 | 0.805 | 0.87583 | 0 | 0.612 | 0.839 | 0 | 0.612 | 0.9345 | 0 | 0.478 | 0.86767 | 0 | 0.476 | 0.8605 | 0 | 0.684 | 0.90767 | 0 | 0.458 | 0.01 | 0 | 0.75 | 0.827 | 0 | 0.669 | 0.865 | c2 | h7 | -1.315 | -1.008 | -0.798 | -1.571 | -2.184 | 3.799 | -0.727 | -1.459 | -0.658 | 0.88 | -1.547 | 1.056 | -0.755
c2 | h8 | 33.6996 | 140.4178 | 51.4775 | 26.786 | 26.786 | 140.4178 | c2 | h8 | 43796.5 | c2 | h8 | 10283.4944 | 12062.8427 | 6821.0111 | 5804.2255 | 11208.4745 | 11017.0119 | 7104.6275 | 14110.0555 | 10485.599 | 6709.6143 | 8501.8575 | 863.0446 | 1970.076 | c2 | h8 | 2463.3854 | 2098.5568 | 1281.4983 | 386.6375 | 4109.5199 | 2886.8715 | 2593.4767 | 3051.0934 | 1283.4145 | 1899.4478 | 2995.6925 | 347.5132 | 1243.8287 | c2 | h8 | 1218.1964 | 1886.8453 | 1418.5063 | 1450.1581 | 526.3813 | 2387.3101 | 1270.8949 | 1008.5487 | 1124.3291 | 549.9382 | 727.2595 | 254.8875 | 1309.0444 | c2 | h8 | 0 | 0.447 | 0.8745 | 0 | 0.4 | 0.89 | 0 | 0.477 | 0.7775 | 0 | 0.355 | 0.83767 | 0 | 0.82 | 0.87275 | 0 | 0.593 | 0.846 | 0 | 0.593 | 0.961 | 0 | 0.472 | 0.871 | 0 | 0.473 | 0.8545 | 0 | 0.7 | 0.87133 | 0 | 0.479 | 0.01 | 0 | 0.755 | 0.82667 | 0 | 0.683 | 0.856 | c2 | h8 | -1.558 | -1.05 | -0.754 | -1.798 | -2.239 | 3.578 | -1.539 | -1.452 | -0.725 | 0.637 | -1.716 | 0.799 | -0.925
c2 | h9 | 52.1841 | 127.7145 | 58.2719 | 26.6838 | 26.6838 | 110.4475 | c2 | h9 | 45913 | c2 | h9 | 12199.5709 | 14659.048 | 8468.7595 | 7254.2008 | 13306.2567 | 14330.9436 | 9186.372 | 16015.1374 | 12178.3034 | 8602.7416 | 11142.6211 | 1257.5171 | 3172.3183 | c2 | h9 | 2374.6874 | 2023.4743 | 1235.6486 | 372.8043 | 3961.5503 | 2783.5845 | 2500.6868 | 2941.234 | 1237.2032 | 1831.0553 | 2888.5121 | 335.0798 | 1199.0427 | c2 | h9 | 1191.3244 | 1859.1993 | 1397.7223 | 1428.9104 | 514.77 | 2352.3312 | 1252.2737 | 986.3013 | 1099.5277 | 537.8073 | 716.6037 | 251.1529 | 1280.1684 | c2 | h9 | 0.006 | 0.432 | 0.8745 | 0.066 | 0.408 | 0.878 | 0.079 | 0.485 | 0.7885 | 0.006 | 0.355 | 0.85733 | 0.005 | 0.828 | 0.85825 | 0.048 | 0.59 | 0.851 | 0 | 0.59 | 0.969 | 0.007 | 0.464 | 0.842 | 0.008 | 0.463 | 0.8355 | 0.009 | 0.704 | 0.893 | 0.023 | 0.474 | 0.01 | 0.04 | 0.782 | 0.80867 | 0.04 | 0.731 | 0.826 | c2 | h9 | -1.445 | -0.93 | -0.707 | -1.653 | -1.905 | 3.267 | -2.023 | -1.178 | -0.424 | 0.79 | -1.616 | 0.689 | -0.946
c2 | h10 | 51.7925 | 107.3568 | 59.5575 | 26.6668 | 26.6668 | 141.9164 | c2 | h10 | 47380 | c2 | h10 | 10286.2522 | 12993.1518 | 7560.559 | 6667.9539 | 11743.0036 | 13130.784 | 8195.6593 | 13132.6984 | 10139.145 | 7024.6638 | 9894.5594 | 1148.082 | 3602.976 | c2 | h10 | 2148.9106 | 1933.3753 | 1180.629 | 356.2045 | 3584.9004 | 2659.6401 | 2389.339 | 2661.5921 | 1119.5743 | 1656.9651 | 2759.8956 | 320.1598 | 1085.0421 | c2 | h10 | 1142.0591 | 1793.5398 | 1348.3603 | 1378.447 | 493.4825 | 2269.2563 | 1208.0484 | 945.5144 | 1054.0585 | 515.5671 | 691.2961 | 242.2832 | 1227.2291 | c2 | h10 | 0.136 | 0.46 | 0.8805 | 0.269 | 0.433 | 0.8065 | 0.24 | 0.545 | 0.8045 | 0.039 | 0.387 | 0.87833 | 0.065 | 0.833 | 0.82725 | 0.132 | 0.586 | 0.858 | 0.032 | 0.586 | 0.965 | 0.026 | 0.448 | 0.774 | 0.092 | 0.457 | 0.7965 | 0.093 | 0.704 | 0.92533 | 0.125 | 0.546 | 0.01 | 0.217 | 0.803 | 0.813 | 0.146 | 0.763 | 0.751 | c2 | h10 | -1.224 | -0.642 | -0.282 | -1.084 | -1.422 | 3.041 | -1.314 | -0.808 | 0.124 | 1.409 | -1.134 | 0.927 | -0.653
c2 | h11 | 48.7955 | 102.1716 | 51.0858 | 26.5646 | 26.5646 | 102.1716 | c2 | h11 | 47637.5 | c2 | h11 | 8401.8167 | 11180.9966 | 6490.4023 | 5923.305 | 9527.2132 | 11017.1138 | 6456.1169 | 10878.3199 | 8245.2735 | 5663.7629 | 8428.6359 | 919.3636 | 3270.4555 | c2 | h11 | 2190.8406 | 1990.438 | 1215.4748 | 366.7177 | 3654.8496 | 2738.1382 | 2459.8593 | 2713.5256 | 1141.4197 | 1689.2961 | 2841.3527 | 329.6091 | 1106.2136 | c2 | h11 | 1090.5545 | 1686.4112 | 1267.8224 | 1296.112 | 471.2274 | 2133.713 | 1135.8914 | 902.8736 | 1006.5225 | 492.316 | 650.0048 | 227.8116 | 1171.8835 | c2 | h11 | 0.386 | 0.466 | 0.882 | 0.335 | 0.463 | 0.8295 | 0.249 | 0.572 | 0.8745 | 0.097 | 0.384 | 0.898 | 0.18 | 0.833 | 0.83033 | 0.199 | 0.629 | 0.86 | 0.07 | 0.629 | 0.9615 | 0.105 | 0.421 | 0.77867 | 0.17 | 0.443 | 0.823 | 0.172 | 0.721 | 0.91467 | 0.244 | 0.571 | 0.01 | 0.264 | 0.8 | 0.82233 | 0.285 | 0.76 | 0.761 | c2 | h11 | -0.963 | -0.314 | 0.158 | -0.332 | -0.838 | 2.927 | -0.439 | -0.394 | 0.785 | 2.281 | -0.637 | 1.378 | -0.16
c2 | h12 | 46.7009 | 86.2328 | 46.0624 | 26.4795 | 26.4795 | 86.2328 | c2 | h12 | 47960 | c2 | h12 | 7896.4507 | 10685.4371 | 6169.3648 | 5605.8498 | 9167.3768 | 10325.8601 | 5377.637 | 10543.126 | 7768.6154 | 4987.018 | 7786.1314 | 802.4011 | 2733.3466 | c2 | h12 | 2278.2081 | 2116.8019 | 1292.6397 | 389.999 | 3800.5997 | 2911.9702 | 2616.0246 | 2821.737 | 1186.9378 | 1756.6628 | 3021.7373 | 350.5345 | 1150.3278 | c2 | h12 | 1027.8532 | 1600.0172 | 1202.8725 | 1229.7128 | 444.1342 | 2024.404 | 1077.7002 | 850.963 | 948.6527 | 464.0104 | 616.7054 | 216.1409 | 1104.5062 | c2 | h12 | 0.409 | 0.466 | 0.906 | 0.289 | 0.482 | 0.899 | 0.243 | 0.6 | 0.911 | 0.117 | 0.377 | 0.922 | 0.336 | 0.831 | 0.89217 | 0.234 | 0.661 | 0.909 | 0.119 | 0.661 | 0.961 | 0.23 | 0.382 | 0.87833 | 0.283 | 0.426 | 0.8535 | 0.286 | 0.71 | 0.90333 | 0.396 | 0.581 | 0.01 | 0.304 | 0.79 | 0.82967 | 0.428 | 0.75 | 0.793 | c2 | h12 | -0.615 | 0.016 | 0.566 | 0.406 | -0.07 | 2.84 | 0.488 | 0.135 | 1.45 | 3.22 | -0.063 | 2.129 | 0.454
c2 | h13 | 45.9772 | 75.607 | 45.2194 | 26.4199 | 26.4199 | 75.607 | c2 | h13 | 48233 | c2 | h13 | 8066.6356 | 10785.454 | 6222.8346 | 5496.5742 | 9341.8327 | 10486.7131 | 5046.5082 | 10323.4549 | 7897.8435 | 5090.8353 | 8065.9161 | 747.2247 | 2332.4457 | c2 | h13 | 2161.1268 | 2016.867 | 1231.6138 | 371.587 | 3605.2798 | 2774.4952 | 2492.5213 | 2676.7227 | 1125.9389 | 1666.3846 | 2879.0802 | 333.9857 | 1091.2103 | c2 | h13 | 971.8699 | 1548.1808 | 1163.9026 | 1189.8733 | 419.9439 | 1958.8185 | 1042.7855 | 804.6143 | 896.9831 | 438.7375 | 596.7257 | 209.1385 | 1044.3479 | c2 | h13 | 0.296 | 0.433 | 0.9185 | 0.175 | 0.483 | 0.9255 | 0.133 | 0.617 | 0.9275 | 0.071 | 0.352 | 0.92867 | 0.335 | 0.826 | 0.88242 | 0.091 | 0.669 | 0.92 | 0.095 | 0.669 | 0.9555 | 0.341 | 0.338 | 0.84633 | 0.341 | 0.406 | 0.824 | 0.341 | 0.715 | 0.87367 | 0.345 | 0.577 | 0.01 | 0.176 | 0.786 | 0.83067 | 0.244 | 0.733 | 0.783 | c2 | h13 | -0.269 | 0.409 | 0.771 | 0.898 | 0.684 | 2.765 | 1.191 | 0.778 | 1.975 | 3.711 | 0.636 | 2.888 | 0.995
c2 | h14 | 44.5298 | 81.7969 | 44.3595 | 26.4114 | 26.4114 | 81.7969 | c2 | h14 | 48128.5 | c2 | h14 | 8579.564 | 11146.4512 | 6540.7788 | 5537.6111 | 9749.6115 | 11052.439 | 4869.8922 | 10839.5694 | 8031.62 | 5282.6212 | 8357.6909 | 805.8172 | 2106.0565 | c2 | h14 | 2087.9509 | 2016.867 | 1231.6138 | 371.587 | 3483.2049 | 2774.4952 | 2492.5213 | 2586.0887 | 1087.8145 | 1609.9608 | 2879.0802 | 333.9857 | 1054.2619 | c2 | h14 | 956.1946 | 1503.2559 | 1130.1286 | 1155.3457 | 413.1706 | 1901.9778 | 1012.5261 | 791.6366 | 882.5157 | 431.6611 | 579.41 | 203.0697 | 1027.5036 | c2 | h14 | 0.129 | 0.394 | 0.924 | 0.063 | 0.455 | 0.9395 | 0.058 | 0.606 | 0.9305 | 0.053 | 0.328 | 0.92333 | 0.154 | 0.819 | 0.87683 | 0.055 | 0.669 | 0.913 | 0.108 | 0.669 | 0.9495 | 0.23 | 0.311 | 0.82967 | 0.159 | 0.384 | 0.777 | 0.158 | 0.724 | 0.826 | 0.183 | 0.549 | 0.01 | 0.068 | 0.784 | 0.838 | 0.172 | 0.703 | 0.805 | c2 | h14 | -0.053 | 0.681 | 0.796 | 1.036 | 1.183 | 2.676 | 1.477 | 1.391 | 2.321 | 3.834 | 1.131 | 3.306 | 1.347
c2 | h15 | 43.6784 | 95.8966 | 47.1948 | 26.471 | 26.471 | 95.8966 | c2 | h15 | 47648 | c2 | h15 | 8569.3558 | 11474.7652 | 6676.5274 | 5533.7355 | 9759.6082 | 11359.0442 | 4716.9021 | 10816.8577 | 8002.5752 | 5395.0258 | 8583.567 | 805.3371 | 2055.4429 | c2 | h15 | 1955.7466 | 1943.8578 | 1187.0303 | 358.1358 | 3262.6562 | 2674.0604 | 2402.2938 | 2422.3434 | 1018.9366 | 1508.0217 | 2774.8595 | 321.8956 | 987.5084 | c2 | h15 | 940.5193 | 1454.8753 | 1093.7567 | 1118.1622 | 406.3973 | 1840.7647 | 979.9391 | 778.659 | 868.0482 | 424.5847 | 560.7624 | 196.5342 | 1010.6593 | c2 | h15 | 0.041 | 0.369 | 0.9215 | 0.028 | 0.417 | 0.9405 | 0.033 | 0.568 | 0.9235 | 0.043 | 0.309 | 0.90767 | 0.054 | 0.829 | 0.87675 | 0.041 | 0.605 | 0.898 | 0.098 | 0.605 | 0.951 | 0.081 | 0.288 | 0.832 | 0.054 | 0.37 | 0.7495 | 0.054 | 0.702 | 0.807 | 0.091 | 0.533 | 0.01 | 0.044 | 0.786 | 0.83967 | 0.088 | 0.658 | 0.818 | c2 | h15 | -0.157 | 0.491 | 0.613 | 0.704 | 1.168 | 2.707 | 1.201 | 1.771 | 2.416 | 3.658 | 1.184 | 3.21 | 1.398
c2 | h16 | 45.9517 | 104.7259 | 49.6384 | 26.6327 | 26.6327 | 94.2874 | c2 | h16 | 47762 | c2 | h16 | 8619.1946 | 11872.3508 | 6854.6047 | 5927.0461 | 9736.9581 | 11897.7297 | 4924.8396 | 10729.1406 | 8072.1823 | 5486.9386 | 8884.6954 | 819.4579 | 2277.7874 | c2 | h16 | 1965.9912 | 1916.9322 | 1170.5879 | 353.175 | 3279.7467 | 2637.0203 | 2369.018 | 2435.0322 | 1024.274 | 1515.921 | 2736.4231 | 317.4369 | 992.6812 | c2 | h16 | 944.9979 | 1434.1407 | 1078.1687 | 1102.2264 | 408.3326 | 1814.5306 | 965.9732 | 782.3669 | 872.1818 | 426.6065 | 552.7705 | 193.7332 | 1015.4719 | c2 | h16 | 0.008 | 0.309 | 0.916 | 0.008 | 0.374 | 0.9315 | 0.013 | 0.533 | 0.9065 | 0.029 | 0.281 | 0.898 | 0.013 | 0.839 | 0.87533 | 0.015 | 0.582 | 0.884 | 0.021 | 0.582 | 0.93 | 0.016 | 0.306 | 0.83467 | 0.02 | 0.381 | 0.7605 | 0.02 | 0.625 | 0.81867 | 0.032 | 0.499 | 0.01 | 0.017 | 0.771 | 0.83133 | 0.041 | 0.621 | 0.812 | c2 | h16 | -0.805 | -0.367 | -0.084 | -0.208 | 0.01 | 2.763 | 0.079 | 1.494 | 1.747 | 2.977 | 0.681 | 2.594 | 0.833
c2 | h17 | 52.1586 | 114.347 | 60.8091 | 26.9222 | 26.9222 | 149.0002 | c2 | h17 | 49187 | c2 | h17 | 10351.5195 | 13831.5595 | 8289.8557 | 7039.8388 | 11564.9778 | 14349.831 | 6790.2948 | 13031.2562 | 9320.1538 | 6529.7363 | 10894.6103 | 1101.3883 | 2449.4852 | c2 | h17 | 1552.215 | 1490.3883 | 910.1159 | 274.5887 | 2589.4684 | 2050.2468 | 1841.8788 | 1922.5384 | 808.6982 | 1196.8697 | 2127.5312 | 246.8028 | 783.7546 | c2 | h17 | 947.2373 | 1430.6849 | 1075.5707 | 1099.5704 | 409.3002 | 1810.1582 | 963.6456 | 784.2208 | 874.2485 | 427.6174 | 551.4385 | 193.2664 | 1017.8783 | c2 | h17 | 0 | 0.315 | 0.907 | 0 | 0.363 | 0.918 | 0 | 0.533 | 0.8865 | 0 | 0.373 | 0.87033 | 0 | 0.834 | 0.87967 | 0 | 0.628 | 0.863 | 0 | 0.628 | 0.9225 | 0 | 0.416 | 0.85233 | 0 | 0.492 | 0.777 | 0 | 0.625 | 0.82533 | 0.001 | 0.494 | 0.01 | 0 | 0.765 | 0.828 | 0.001 | 0.662 | 0.786 | c2 | h17 | -2.586 | -1.909 | -1.047 | -1.37 | -2.242 | 2.863 | -1.474 | 0.899 | 0.438 | 1.594 | -0.666 | 1.541 | -0.069
c2 | h18 | 54.3297 | 118.3488 | 51.0007 | 26.7264 | 26.7264 | 118.3488 | c2 | h18 | 51643.5 | c2 | h18 | 12405.3491 | 16409.0206 | 9771.122 | 8355.5799 | 13588.2288 | 17376.8049 | 9522.1047 | 15624.7136 | 11967.4691 | 8835.3209 | 12647.9632 | 1442.027 | 3278.5708 | c2 | h18 | 1560.2785 | 1501.6507 | 916.9934 | 276.6637 | 2602.9202 | 2065.7399 | 1855.7973 | 1932.5256 | 812.8992 | 1203.0872 | 2143.6082 | 248.6678 | 787.826 | c2 | h18 | 965.1519 | 1472.1541 | 1106.7466 | 1131.442 | 417.0411 | 1862.6266 | 991.5773 | 799.0524 | 890.7828 | 435.7048 | 567.4222 | 198.8683 | 1037.1289 | c2 | h18 | 0 | 0.37 | 0.8895 | 0 | 0.393 | 0.8825 | 0 | 0.497 | 0.836 | 0 | 0.454 | 0.81433 | 0 | 0.811 | 0.87542 | 0 | 0.63 | 0.82 | 0 | 0.63 | 0.9065 | 0 | 0.535 | 0.86133 | 0 | 0.589 | 0.7745 | 0 | 0.669 | 0.82333 | 0 | 0.477 | 0.01 | 0 | 0.756 | 0.82067 | 0 | 0.689 | 0.79 | c2 | h18 | -2.761 | -2.42 | -1.469 | -1.816 | -2.247 | 2.991 | -2.042 | 1.175 | 0.797 | 1.261 | -1.967 | 0.884 | -0.668
c2 | h19 | 53.291 | 103.2785 | 38.2292 | 26.4028 | 26.4028 | 103.2785 | c2 | h19 | 51329 | c2 | h19 | 13588.3038 | 17240.2606 | 10374.8461 | 8804.6676 | 15017.0054 | 18677.4502 | 10858.4771 | 17644.7113 | 13214.9529 | 10067.5883 | 13644.3605 | 1660.3807 | 4293.9462 | c2 | h19 | 1491.7391 | 1422.814 | 868.8512 | 262.1389 | 2488.58 | 1957.2885 | 1758.3679 | 1847.6343 | 777.1904 | 1150.2384 | 2031.0688 | 235.6127 | 753.2187 | c2 | h19 | 956.1946 | 1465.2425 | 1101.5506 | 1126.1301 | 413.1706 | 1853.8818 | 986.922 | 791.6366 | 882.5157 | 431.6611 | 564.7583 | 197.9346 | 1027.5036 | c2 | h19 | 0 | 0.406 | 0.8545 | 0 | 0.37 | 0.817 | 0 | 0.496 | 0.811 | 0 | 0.473 | 0.799 | 0 | 0.772 | 0.85825 | 0 | 0.604 | 0.801 | 0 | 0.604 | 0.879 | 0 | 0.597 | 0.862 | 0 | 0.635 | 0.779 | 0 | 0.692 | 0.83633 | 0 | 0.439 | 0.01 | 0 | 0.739 | 0.80667 | 0 | 0.712 | 0.8 | c2 | h19 | -2.642 | -2.562 | -2.011 | -2.019 | -2.063 | 3.165 | -2.434 | 1.394 | 1.268 | 1.331 | -2.39 | 0.559 | -1.051
c2 | h20 | 53.291 | 84.3767 | 39.0551 | 25.5088 | 25.5088 | 84.3767 | c2 | h20 | 50343 | c2 | h20 | 14126.3142 | 17741.6131 | 10598.4612 | 8859.5758 | 16455.4274 | 19500.3593 | 11240.5909 | 18939.8124 | 13203.7519 | 10518.7355 | 14284.452 | 1735.9982 | 4860.7071 | c2 | h20 | 1015.9953 | 977.5746 | 596.9627 | 180.1081 | 1694.9248 | 1344.7967 | 1208.124 | 1258.3887 | 529.3297 | 783.4056 | 1395.489 | 161.8827 | 513.003 | c2 | h20 | 936.0406 | 1441.0522 | 1083.3647 | 1107.5383 | 404.4621 | 1823.2753 | 970.6285 | 774.9511 | 863.9146 | 422.5628 | 555.4345 | 194.6669 | 1005.8466 | c2 | h20 | 0 | 0.429 | 0.8185 | 0 | 0.357 | 0.7825 | 0 | 0.49 | 0.7925 | 0 | 0.471 | 0.79 | 0 | 0.718 | 0.82908 | 0 | 0.604 | 0.777 | 0 | 0.604 | 0.8655 | 0 | 0.606 | 0.83967 | 0 | 0.644 | 0.7605 | 0 | 0.714 | 0.843 | 0 | 0.396 | 0.01 | 0 | 0.711 | 0.78567 | 0 | 0.7 | 0.801 | c2 | h20 | -2.424 | -2.771 | -2.154 | -2.119 | -1.822 | 3.367 | -2.628 | 1.409 | 1.451 | 1.465 | -2.659 | 0.302 | -1.363
c2 | h21 | 48.6933 | 76.799 | 38.3314 | 25.3811 | 25.3811 | 72.2268 | c2 | h21 | 47564.5 | c2 | h21 | 13225.8316 | 16375.4904 | 9890.1802 | 8354.0669 | 16078.2206 | 18567.0926 | 10734.2975 | 17776.1896 | 12068.3514 | 9542.8295 | 13472.0527 | 1610.2406 | 4496.9362 | c2 | h21 | 990.5954 | 961.8073 | 587.3343 | 177.2031 | 1652.5516 | 1323.1064 | 1188.6382 | 1226.929 | 516.0965 | 763.8205 | 1372.9811 | 159.2717 | 500.1779 | c2 | h21 | 893.4933 | 1358.114 | 1021.0127 | 1043.7951 | 386.0775 | 1718.3386 | 914.765 | 739.726 | 824.6458 | 403.3554 | 523.467 | 183.463 | 960.1263 | c2 | h21 | 0 | 0.45 | 0.7875 | 0 | 0.342 | 0.7735 | 0 | 0.486 | 0.7805 | 0 | 0.459 | 0.78633 | 0 | 0.658 | 0.81592 | 0 | 0.597 | 0.765 | 0 | 0.597 | 0.8595 | 0 | 0.581 | 0.84433 | 0 | 0.629 | 0.779 | 0 | 0.721 | 0.828 | 0 | 0.358 | 0.01 | 0 | 0.712 | 0.74533 | 0 | 0.658 | 0.773 | c2 | h21 | -2.125 | -2.746 | -2.202 | -2.382 | -1.698 | 3.619 | -2.741 | 1.303 | 1.391 | 1.74 | -2.843 | 0.299 | -1.651
c2 | h22 | 45.2705 | 75.011 | 38.3995 | 24.8703 | 24.8703 | 68.4039 | c2 | h22 | 43251.5 | c2 | h22 | 12160.3359 | 14600.4154 | 8847.4307 | 7394.1959 | 15236.346 | 16901.171 | 10033.7136 | 16387.1443 | 10823.9777 | 8520.666 | 12372.8166 | 1463.1837 | 3970.8752 | c2 | h22 | 903.1069 | 861.9475 | 526.3542 | 158.805 | 1506.5998 | 1185.7347 | 1065.2276 | 1118.5678 | 470.5153 | 696.3606 | 1230.4311 | 142.7353 | 456.0027 | c2 | h22 | 850.946 | 1292.4545 | 971.6508 | 993.3317 | 367.6928 | 1635.2637 | 870.5397 | 704.501 | 785.3769 | 384.148 | 498.1594 | 174.5933 | 914.406 | c2 | h22 | 0 | 0.462 | 0.7575 | 0 | 0.295 | 0.7635 | 0 | 0.492 | 0.776 | 0 | 0.453 | 0.77667 | 0 | 0.596 | 0.79342 | 0 | 0.566 | 0.756 | 0 | 0.566 | 0.824 | 0 | 0.542 | 0.82933 | 0 | 0.602 | 0.7825 | 0 | 0.71 | 0.78733 | 0 | 0.361 | 0.01 | 0 | 0.7 | 0.708 | 0 | 0.65 | 0.761 | c2 | h22 | -1.935 | -2.664 | -2.253 | -2.475 | -1.634 | 3.852 | -2.911 | 1.167 | 1.257 | 2.004 | -2.839 | 0.521 | -1.777
c2 | h23 | 36.0495 | 71.2221 | 33.0781 | 24.5467 | 24.5467 | 67.7057 | c2 | h23 | 38420.5 | c2 | h23 | 10283.6733 | 12087.0398 | 7246.4393 | 5958.453 | 13479.9133 | 13856.6504 | 8474.9183 | 13968.9193 | 8969.7672 | 6812.7421 | 10295.2941 | 1146.1697 | 3237.8966 | c2 | h23 | 784.5741 | 793.6224 | 484.631 | 146.2168 | 1308.8586 | 1091.7435 | 980.7889 | 971.7558 | 408.7602 | 604.9632 | 1132.8969 | 131.4209 | 396.1523 | c2 | h23 | 745.6974 | 1181.8702 | 888.5149 | 908.3408 | 322.215 | 1495.3481 | 796.055 | 617.3653 | 688.2382 | 336.635 | 455.5362 | 159.6548 | 801.3084 | c2 | h23 | 0 | 0.44 | 0.747 | 0 | 0.261 | 0.769 | 0 | 0.439 | 0.7725 | 0 | 0.433 | 0.747 | 0 | 0.53 | 0.7815 | 0 | 0.533 | 0.728 | 0 | 0.533 | 0.7685 | 0 | 0.52 | 0.816 | 0 | 0.588 | 0.7685 | 0 | 0.705 | 0.73967 | 0 | 0.365 | 0.01 | 0 | 0.674 | 0.67833 | 0 | 0.634 | 0.724 | c2 | h23 | -1.867 | -2.535 | -2.167 | -2.461 | -1.687 | 4.059 | -3.011 | 1.053 | 1.243 | 2.184 | -2.672 | 0.74 | -1.894
c2 | h24 | 35.4876 | 67.2034 | 33.3079 | 24.2828 | 24.2828 | 63.0058 | c2 | h24 | 34986 | c2 | h24 | 5863.8738 | 6866.6074 | 4101.0938 | 3510.2347 | 8193.0162 | 7950.7973 | 5033.7081 | 7752.6486 | 4981.9064 | 3568.2509 | 5879.0047 | 643.0798 | 2200.8989 | c2 | h24 | 812.7962 | 825.1571 | 503.8879 | 152.0267 | 1355.9398 | 1135.1241 | 1019.7606 | 1006.711 | 423.4638 | 626.7245 | 1177.9127 | 136.6429 | 410.4024 | c2 | h24 | 676.2781 | 1071.2858 | 805.379 | 823.3498 | 292.219 | 1355.4325 | 721.5704 | 559.8929 | 624.168 | 305.2966 | 412.9129 | 144.7164 | 726.7121 | c2 | h24 | 0 | 0.428 | 0.7215 | 0 | 0.261 | 0.746 | 0 | 0.355 | 0.748 | 0 | 0.422 | 0.714 | 0 | 0.483 | 0.76058 | 0 | 0.529 | 0.699 | 0 | 0.529 | 0.7665 | 0 | 0.502 | 0.79967 | 0 | 0.564 | 0.734 | 0 | 0.689 | 0.665 | 0 | 0.349 | 0.01 | 0 | 0.661 | 0.66333 | 0 | 0.62 | 0.696 | c2 | h24 | -1.803 | -2.294 | -2.134 | -2.526 | -1.687 | 4.197 | -3.028 | 0.988 | 1.229 | 2.264 | -2.527 | 0.943 | -1.881
c3 | h1 | 40.361 | 41.7804 | 30.2399 | 23.1428 | 7.7583 | 32.541 | c3 | h1 | 31259.5 | c3 | h1 | 2674.4996 | 3227.6506 | 2043.0706 | 2131.6028 | 3933.1686 | 3621.6477 | 3209.0244 | 3123.4371 | 2132.7346 | 865.1877 | 2408.2749 | 185.9686 | 417.9326 | c3 | h1 | 973.0538 | 961.0668 | 681.6225 | 218.4867 | 1592.7464 | 1293.4502 | 1605.8451 | 1147.1058 | 465.0688 | 692.7179 | 1271.7295 | 157.4834 | 480.6301 | c3 | h1 | 645.6354 | 875.3345 | 821.2321 | 791.7591 | 207.8647 | 1138.9521 | 723.075 | 850.1754 | 484.7652 | 254.5808 | 429.9818 | 118.0549 | 579.7246 | c3 | h1 | 0 | 0.764 | 0.5065 | 0 | 0.752 | 0.3985 | 0 | 0.572 | 0.364 | 0 | 0.929 | 0.53833 | 0 | 0.962 | 0.55975 | 0 | 0.638 | 0.505 | 0 | 0.638 | 0.084 | 0 | 0.991 | 0.613 | 0 | 0.976 | 0.6925 | 0 | 0.965 | 0.91933 | 0 | 0.778 | 0.01 | 0 | 0.968 | 0.67933 | 0 | 0.886 | 0.771 | c3 | h1 | 1.736 | 1.717 | 1.787 | 1.041 | 1.7 | 5.924 | 0.391 | 4.1 | 3.801 | 5.224 | 1.561 | 4.676 | 2.82
c3 | h2 | 40.361 | 36.4378 | 23.8922 | 23.0282 | 7.7936 | 27.6303 | c3 | h2 | 31176 | c3 | h2 | 1991.9372 | 2538.2152 | 1657.5584 | 1759.887 | 2762.1964 | 2590.1902 | 2418.7687 | 2335.5633 | 1684.9785 | 923.6016 | 1632.4822 | 205.7971 | 433.4955 | c3 | h2 | 1059.6955 | 1046.6412 | 687.838 | 220.479 | 1734.5663 | 1408.6204 | 1620.488 | 1249.2453 | 506.479 | 754.3982 | 1384.9657 | 171.5059 | 523.4259 | c3 | h2 | 671.4608 | 910.3479 | 859.052 | 828.2217 | 216.1793 | 1184.5102 | 756.3745 | 884.1824 | 504.1558 | 264.7641 | 447.1811 | 122.7771 | 602.9136 | c3 | h2 | 0 | 0.851 | 0.5005 | 0 | 0.769 | 0.4265 | 0 | 0.599 | 0.299 | 0 | 0.912 | 0.52267 | 0 | 0.949 | 0.56292 | 0 | 0.607 | 0.498 | 0 | 0.607 | 0.0625 | 0 | 0.979 | 0.62533 | 0 | 0.962 | 0.6925 | 0 | 0.954 | 0.93333 | 0 | 0.762 | 0.01 | 0 | 0.962 | 0.665 | 0 | 0.872 | 0.775 | c3 | h2 | 1.493 | 1.787 | 1.333 | 0.886 | 2.052 | 5.762 | 0.388 | 3.969 | 4.231 | 5.136 | 1.909 | 4.642 | 2.876
c3 | h3 | 33.7135 | 20.7359 | 28.5648 | 23.037 | 7.9435 | 28.5648 | c3 | h3 | 30140.5 | c3 | h3 | 1875.1042 | 2315.0997 | 1479.5301 | 1663.2568 | 2344.6134 | 2225.6601 | 2128.4399 | 2202.0616 | 1611.2813 | 999.3927 | 1329.1147 | 231.7104 | 210.4279 | c3 | h3 | 1059.6955 | 1046.6412 | 689.9098 | 221.1431 | 1734.5663 | 1408.6204 | 1625.369 | 1249.2453 | 506.479 | 754.3982 | 1384.9657 | 171.5059 | 523.4259 | c3 | h3 | 690.8299 | 936.6079 | 877.9619 | 846.4529 | 222.4153 | 1218.6787 | 773.0243 | 909.6876 | 518.6988 | 272.4015 | 460.0805 | 126.3188 | 620.3053 | c3 | h3 | 0 | 0.862 | 0.531 | 0 | 0.617 | 0.495 | 0 | 0.533 | 0.2795 | 0 | 0.918 | 0.52933 | 0 | 0.932 | 0.58717 | 0 | 0.616 | 0.516 | 0 | 0.616 | 0.0625 | 0 | 0.964 | 0.64333 | 0 | 0.961 | 0.685 | 0 | 0.95 | 0.94733 | 0 | 0.786 | 0.01 | 0 | 0.956 | 0.64233 | 0 | 0.879 | 0.786 | c3 | h3 | 1.353 | 1.504 | 0.832 | 0.705 | 2.655 | 5.635 | 0.507 | 4.454 | 5.036 | 5.029 | 2.146 | 4.565 | 2.931
c3 | h4 | 33.6606 | 21.2914 | 27.3305 | 23.5307 | 9.5128 | 27.3305 | c3 | h4 | 29477 | c3 | h4 | 1781.9212 | 2156.0738 | 1382.6751 | 1661.4849 | 2178.5502 | 2044.2183 | 1883.7287 | 2005.3858 | 1525.1927 | 1280.1197 | 1115.2865 | 236.0135 | 210.3864 | c3 | h4 | 1209.6524 | 1194.7508 | 801.787 | 257.0041 | 1980.0238 | 1607.9535 | 1888.9424 | 1426.0253 | 578.1505 | 861.1527 | 1580.9514 | 195.7756 | 597.4956 | c3 | h4 | 751.0892 | 1018.3058 | 931.9903 | 898.5424 | 241.816 | 1324.9809 | 820.595 | 989.0373 | 563.9435 | 296.1624 | 500.2122 | 137.3372 | 674.413 | c3 | h4 | 0 | 0.81 | 0.5375 | 0 | 0.625 | 0.5075 | 0 | 0.502 | 0.2745 | 0 | 0.912 | 0.509 | 0 | 0.931 | 0.58875 | 0 | 0.617 | 0.501 | 0 | 0.617 | 0.087 | 0 | 0.963 | 0.64 | 0 | 0.958 | 0.6625 | 0 | 0.945 | 0.95667 | 0 | 0.793 | 0.01 | 0 | 0.943 | 0.61233 | 0 | 0.872 | 0.797 | c3 | h4 | 1.432 | 1.689 | 0.712 | 0.659 | 2.998 | 5.641 | 0.681 | 5 | 5.383 | 4.972 | 2.266 | 4.404 | 2.835
c3 | h5 | 33.6606 | 31.9944 | 31.9944 | 24.1831 | 12.7307 | 31.9944 | c3 | h5 | 29110 | c3 | h5 | 1669.6464 | 2262.0873 | 1398.5599 | 1742.9153 | 1909.5944 | 1940.6357 | 1640.6467 | 1985.6122 | 1520.727 | 2462.7927 | 1018.2915 | 367.3302 | 331.2311 | c3 | h5 | 1536.2253 | 1517.3006 | 948.8849 | 304.1548 | 2514.5757 | 2042.0566 | 2235.4925 | 1811.0129 | 734.2353 | 1093.6402 | 2007.7648 | 248.6296 | 758.8029 | c3 | h5 | 819.957 | 1111.6748 | 988.7202 | 953.2362 | 263.9882 | 1446.4692 | 870.5442 | 1079.7227 | 615.6518 | 323.3177 | 546.0769 | 149.9297 | 736.2503 | c3 | h5 | 0 | 0.729 | 0.5315 | 0 | 0.628 | 0.495 | 0 | 0.499 | 0.3125 | 0 | 0.906 | 0.50267 | 0 | 0.943 | 0.56908 | 0 | 0.606 | 0.506 | 0 | 0.606 | 0.148 | 0 | 0.963 | 0.60667 | 0 | 0.956 | 0.639 | 0 | 0.92 | 0.96467 | 0 | 0.782 | 0.01 | 0 | 0.919 | 0.586 | 0 | 0.841 | 0.808 | c3 | h5 | 1.458 | 2.106 | 0.913 | 0.892 | 3.178 | 5.821 | 0.796 | 5.468 | 5.466 | 4.673 | 2.173 | 4.249 | 2.687
c3 | h6 | 33.6871 | 43.5525 | 35.177 | 26.1932 | 28.7676 | 43.5525 | c3 | h6 | 30484.5 | c3 | h6 | 2344.1491 | 3054.5993 | 1838.8224 | 2032.9026 | 2648.6348 | 2766.9377 | 2057.2467 | 2856.6276 | 2070.2145 | 5787.8363 | 1748.1654 | 800.6659 | 1976.9115 | c3 | h6 | 1669.5203 | 1648.9536 | 953.0285 | 305.483 | 2732.7601 | 2219.2416 | 2245.2545 | 1968.1507 | 797.9433 | 1188.5331 | 2181.9743 | 270.2026 | 824.6427 | c3 | h6 | 994.2785 | 1348.0151 | 1218.341 | 1174.6162 | 320.1117 | 1753.9862 | 1072.7198 | 1309.2701 | 746.5384 | 392.0545 | 662.172 | 181.8046 | 892.7759 | c3 | h6 | 0 | 0.732 | 0.512 | 0 | 0.605 | 0.4895 | 0 | 0.49 | 0.334 | 0 | 0.892 | 0.494 | 0 | 0.958 | 0.5365 | 0 | 0.569 | 0.511 | 0 | 0.569 | 0.218 | 0 | 0.961 | 0.561 | 0 | 0.949 | 0.6285 | 0 | 0.893 | 0.97167 | 0 | 0.746 | 0.01 | 0 | 0.901 | 0.565 | 0 | 0.818 | 0.825 | c3 | h6 | 1.62 | 2.302 | 1.379 | 1.167 | 3.22 | 5.988 | 0.962 | 5.721 | 5.524 | 4.359 | 1.919 | 4.145 | 2.616
c3 | h7 | 34.3307 | 53.8147 | 36.5876 | 27.8507 | 36.7287 | 63.5126 | c3 | h7 | 34851.5 | c3 | h7 | 4424.9645 | 5254.2895 | 3044.9406 | 3014.0237 | 4785.1417 | 4772.9293 | 3341.7555 | 5315.9144 | 4058.6868 | 6783.931 | 3711.4147 | 1046.3186 | 2694.2636 | c3 | h7 | 2062.7407 | 2037.3299 | 1124.988 | 360.6027 | 3376.4042 | 2741.9372 | 2650.3765 | 2431.7071 | 985.8821 | 1468.467 | 2695.8924 | 333.8432 | 1018.8699 | c3 | h7 | 1136.3183 | 1540.5887 | 1402.0377 | 1351.7202 | 365.842 | 2004.5557 | 1234.4603 | 1496.3087 | 853.1868 | 448.0623 | 756.768 | 207.7767 | 1020.3153 | c3 | h7 | 0 | 0.743 | 0.496 | 0 | 0.634 | 0.496 | 0 | 0.529 | 0.3565 | 0 | 0.848 | 0.47833 | 0 | 0.965 | 0.51533 | 0 | 0.534 | 0.494 | 0 | 0.534 | 0.279 | 0 | 0.952 | 0.53467 | 0 | 0.925 | 0.598 | 0 | 0.876 | 0.975 | 0 | 0.696 | 0.01 | 0 | 0.886 | 0.57033 | 0 | 0.803 | 0.833 | c3 | h7 | 1.78 | 2.31 | 1.853 | 1.338 | 3.016 | 5.987 | 0.947 | 5.84 | 5.343 | 4.189 | 1.659 | 3.967 | 2.675
c3 | h8 | 48.5073 | 58.8753 | 38.395 | 31.6241 | 31.6241 | 58.8753 | c3 | h8 | 43158 | c3 | h8 | 8565.832 | 9839.2923 | 5753.0897 | 5153.962 | 8661.3076 | 9434.4763 | 6947.0297 | 10863.2563 | 8178.5006 | 5432.0996 | 7415.0493 | 905.8996 | 2390.5559 | c3 | h8 | 2036.0817 | 2010.9993 | 1158.1368 | 371.2282 | 3332.7673 | 2706.5002 | 2728.4723 | 2400.2796 | 973.1405 | 1449.4884 | 2661.0505 | 329.5286 | 1005.702 | c3 | h8 | 1170.7522 | 1587.2732 | 1474.976 | 1422.0409 | 376.9281 | 2065.2998 | 1298.6808 | 1541.6513 | 879.0409 | 461.6399 | 779.7003 | 214.0729 | 1051.234 | c3 | h8 | 0 | 0.735 | 0.4855 | 0 | 0.648 | 0.5115 | 0 | 0.556 | 0.3815 | 0 | 0.799 | 0.46167 | 0 | 0.958 | 0.50725 | 0 | 0.549 | 0.469 | 0 | 0.549 | 0.3365 | 0 | 0.928 | 0.529 | 0 | 0.899 | 0.5465 | 0 | 0.869 | 0.97733 | 0 | 0.654 | 0.01 | 0 | 0.878 | 0.59033 | 0 | 0.785 | 0.875 | c3 | h8 | 1.736 | 2.16 | 2.181 | 1.462 | 2.645 | 5.917 | 1.04 | 5.656 | 5.139 | 4.146 | 1.61 | 3.782 | 2.814
c3 | h9 | 70.1337 | 62.5693 | 37.2929 | 29.1202 | 29.1202 | 74.9386 | c3 | h9 | 45329.5 | c3 | h9 | 10018.2175 | 11852.1169 | 6976.322 | 6175.6295 | 10166.9923 | 11870.371 | 8661.862 | 12025.2382 | 9378.8476 | 4129.5006 | 9288.1299 | 745.7491 | 2000.0793 | c3 | h9 | 1962.7694 | 1938.5902 | 1116.7008 | 357.9463 | 3212.7659 | 2609.0485 | 2630.8526 | 2313.8538 | 938.101 | 1397.2974 | 2565.2352 | 317.6634 | 969.4901 | c3 | h9 | 1144.9268 | 1552.2599 | 1453.3647 | 1401.2052 | 368.6135 | 2019.7417 | 1279.6525 | 1507.6443 | 859.6503 | 451.4567 | 762.5011 | 209.3507 | 1028.045 | c3 | h9 | 0.003 | 0.697 | 0.4835 | 0 | 0.631 | 0.5135 | 0 | 0.591 | 0.382 | 0 | 0.767 | 0.41933 | 0.003 | 0.948 | 0.50308 | 0 | 0.556 | 0.433 | 0 | 0.556 | 0.3715 | 0.002 | 0.901 | 0.52267 | 0.004 | 0.883 | 0.4855 | 0.004 | 0.853 | 0.97967 | 0 | 0.623 | 0.01 | 0 | 0.862 | 0.62033 | 0 | 0.769 | 0.897 | c3 | h9 | 1.57 | 1.956 | 2.317 | 1.865 | 2.527 | 5.911 | 1.112 | 5.426 | 5.143 | 4.142 | 1.749 | 3.628 | 2.856
c3 | h10 | 71.7911 | 61.9962 | 40.3698 | 28.2651 | 28.2651 | 81.8682 | c3 | h10 | 45704 | c3 | h10 | 8183.0503 | 10347.3145 | 6134.0407 | 5562.0254 | 8718.6998 | 10593.0599 | 7833.1898 | 9663.7084 | 7520.0615 | 3470.1341 | 8137.1228 | 618.6195 | 1835.2189 | c3 | h10 | 1776.1563 | 1754.276 | 1066.9775 | 342.0081 | 2907.3077 | 2360.9896 | 2513.7088 | 2093.8609 | 848.9098 | 1264.4474 | 2321.3419 | 287.4611 | 877.3145 | c3 | h10 | 1097.5802 | 1488.0687 | 1402.0377 | 1351.7202 | 353.3701 | 1936.2186 | 1234.4603 | 1445.2981 | 824.1008 | 432.7874 | 730.9691 | 200.6934 | 985.5319 | c3 | h10 | 0.033 | 0.631 | 0.478 | 0.019 | 0.577 | 0.5105 | 0.01 | 0.557 | 0.362 | 0.007 | 0.724 | 0.36767 | 0.032 | 0.941 | 0.49633 | 0.015 | 0.564 | 0.398 | 0.001 | 0.564 | 0.38 | 0.021 | 0.882 | 0.51467 | 0.055 | 0.861 | 0.446 | 0.055 | 0.831 | 0.97933 | 0.009 | 0.588 | 0.01 | 0.029 | 0.838 | 0.633 | 0.006 | 0.749 | 0.901 | c3 | h10 | 1.921 | 2.134 | 2.493 | 2.43 | 3.033 | 5.971 | 1.314 | 5.673 | 5.412 | 4.394 | 2.09 | 3.74 | 3.026
c3 | h11 | 62.7897 | 59.4571 | 37.3811 | 28.0535 | 28.0535 | 77.5834 | c3 | h11 | 45053 | c3 | h11 | 6252.4903 | 8288.0513 | 5146.41 | 4813.1222 | 6675.0569 | 8764.7166 | 6532.0636 | 7327.7183 | 5736.2616 | 3266.944 | 6573.8354 | 561.71 | 1710.5786 | c3 | h11 | 1810.813 | 1788.5058 | 1098.4689 | 352.1023 | 2964.0356 | 2407.0576 | 2587.8999 | 2134.7167 | 865.4739 | 1289.1195 | 2366.6364 | 293.0701 | 894.4328 | c3 | h11 | 1048.0815 | 1420.9597 | 1318.2936 | 1270.9817 | 337.4338 | 1848.8989 | 1160.7257 | 1380.118 | 786.9355 | 413.2696 | 698.0038 | 191.6425 | 941.0863 | c3 | h11 | 0.064 | 0.628 | 0.4525 | 0.042 | 0.52 | 0.4675 | 0.035 | 0.503 | 0.318 | 0.027 | 0.713 | 0.32067 | 0.082 | 0.944 | 0.47875 | 0.037 | 0.536 | 0.36 | 0.015 | 0.536 | 0.375 | 0.063 | 0.86 | 0.505 | 0.09 | 0.845 | 0.4555 | 0.088 | 0.817 | 0.977 | 0.021 | 0.554 | 0.01 | 0.058 | 0.817 | 0.647 | 0.012 | 0.732 | 0.902 | c3 | h11 | 2.807 | 2.654 | 2.877 | 2.921 | 3.743 | 6.061 | 1.331 | 6.077 | 5.681 | 4.792 | 2.624 | 4.064 | 3.306
c3 | h12 | 68.3616 | 55.816 | 35.2652 | 27.8066 | 27.8066 | 71.8705 | c3 | h12 | 44871 | c3 | h12 | 5016.3195 | 6970.7072 | 4698.8781 | 4351.9695 | 5647.807 | 7475.0273 | 5896.9065 | 6160.4143 | 4905.963 | 3313.1221 | 5545.0571 | 560.4151 | 1522.9156 | c3 | h12 | 1883.0256 | 1859.8288 | 1168.2057 | 374.4557 | 3082.237 | 2503.0476 | 2752.1939 | 2219.8461 | 899.9877 | 1340.5277 | 2461.0144 | 304.7573 | 930.1015 | c3 | h12 | 987.8222 | 1339.2618 | 1250.7581 | 1205.8699 | 318.0331 | 1742.5967 | 1101.2623 | 1300.7683 | 741.6908 | 389.5087 | 657.8722 | 180.624 | 886.9787 | c3 | h12 | 0.081 | 0.635 | 0.426 | 0.055 | 0.506 | 0.431 | 0.052 | 0.513 | 0.2845 | 0.044 | 0.647 | 0.28767 | 0.112 | 0.944 | 0.46267 | 0.045 | 0.476 | 0.336 | 0.029 | 0.476 | 0.384 | 0.093 | 0.85 | 0.49933 | 0.094 | 0.826 | 0.482 | 0.092 | 0.808 | 0.969 | 0.037 | 0.542 | 0.01 | 0.055 | 0.788 | 0.65133 | 0.02 | 0.714 | 0.9 | c3 | h12 | 3.804 | 3.317 | 3.347 | 3.331 | 4.326 | 6.253 | 1.491 | 6.321 | 5.954 | 5.088 | 3.258 | 4.381 | 3.555
c3 | h13 | 63.2393 | 55.6309 | 37.3811 | 27.7361 | 27.7361 | 71.8264 | c3 | h13 | 44227 | c3 | h13 | 4790.9623 | 6572.0606 | 4645.7571 | 4316.9289 | 5587.0796 | 7278.9509 | 6023.6857 | 5879.1888 | 4589.5532 | 3328.5187 | 5401.1622 | 590.6605 | 1717.9274 | c3 | h13 | 1786.2534 | 1764.2487 | 1113.0544 | 356.7775 | 2923.8351 | 2374.4113 | 2622.262 | 2105.7641 | 853.7356 | 1271.6355 | 2334.5383 | 289.0953 | 882.3018 | c3 | h13 | 934.0192 | 1266.3173 | 1210.2367 | 1166.8028 | 300.711 | 1647.684 | 1065.5842 | 1229.9204 | 701.2937 | 368.2936 | 622.0404 | 170.7861 | 838.6683 | c3 | h13 | 0.067 | 0.619 | 0.4 | 0.049 | 0.505 | 0.415 | 0.051 | 0.523 | 0.2585 | 0.045 | 0.628 | 0.25967 | 0.09 | 0.933 | 0.44067 | 0.035 | 0.419 | 0.333 | 0.039 | 0.419 | 0.3975 | 0.091 | 0.845 | 0.48133 | 0.069 | 0.805 | 0.5085 | 0.067 | 0.787 | 0.944 | 0.048 | 0.518 | 0.01 | 0.043 | 0.76 | 0.61833 | 0.032 | 0.702 | 0.905 | c3 | h13 | 4.382 | 3.948 | 3.713 | 3.468 | 4.676 | 6.422 | 1.565 | 6.399 | 6.021 | 5.183 | 3.745 | 4.552 | 3.66
c3 | h14 | 62.6663 | 54.0087 | 36.235 | 27.9918 | 27.9918 | 68.6966 | c3 | h14 | 44712 | c3 | h14 | 4832.0453 | 6703.1704 | 4675.0693 | 4441.3563 | 5627.4348 | 7281.7065 | 5982.9821 | 6007.047 | 4594.531 | 3354.6731 | 5261.0747 | 642.5097 | 1987.3682 | c3 | h14 | 1725.7708 | 1704.5112 | 1113.0544 | 356.7775 | 2824.8339 | 2294.0136 | 2622.262 | 2034.4628 | 824.8281 | 1228.5779 | 2255.4907 | 279.3065 | 852.4271 | c3 | h14 | 918.9544 | 1245.8928 | 1175.1183 | 1132.9447 | 295.8608 | 1621.1085 | 1034.6632 | 1210.0829 | 689.9825 | 362.3534 | 612.0074 | 168.0315 | 825.1414 | c3 | h14 | 0.045 | 0.594 | 0.378 | 0.029 | 0.51 | 0.393 | 0.031 | 0.569 | 0.236 | 0.033 | 0.587 | 0.234 | 0.052 | 0.915 | 0.4075 | 0.02 | 0.38 | 0.324 | 0.033 | 0.38 | 0.439 | 0.06 | 0.813 | 0.437 | 0.044 | 0.779 | 0.529 | 0.043 | 0.749 | 0.90433 | 0.032 | 0.492 | 0.01 | 0.03 | 0.718 | 0.60033 | 0.031 | 0.702 | 0.886 | c3 | h14 | 4.539 | 4.262 | 3.93 | 3.397 | 4.712 | 6.485 | 1.731 | 6.37 | 5.883 | 5.098 | 3.853 | 4.624 | 3.61
c3 | h15 | 59.6511 | 55.6309 | 50.2529 | 28.6265 | 28.6265 | 69.9662 | c3 | h15 | 44872.5 | c3 | h15 | 4717.2133 | 6853.7398 | 4741.9475 | 4426.0362 | 5840.2715 | 7642.7226 | 5883.3084 | 5750.3229 | 4792.8252 | 4305.1799 | 5239.0245 | 799.0304 | 2937.9046 | c3 | h15 | 1616.4989 | 1596.5854 | 1072.7626 | 343.8624 | 2645.9718 | 2148.7618 | 2527.3379 | 1905.6452 | 772.6019 | 1150.7871 | 2112.6781 | 261.6214 | 798.4533 | c3 | h15 | 903.8896 | 1225.4683 | 1137.2984 | 1096.4821 | 291.0106 | 1594.5329 | 1001.3637 | 1190.2455 | 678.6713 | 356.4132 | 601.9745 | 165.2769 | 811.6145 | c3 | h15 | 0.017 | 0.577 | 0.382 | 0.014 | 0.517 | 0.3595 | 0.012 | 0.598 | 0.178 | 0.013 | 0.536 | 0.22833 | 0.024 | 0.903 | 0.39117 | 0.008 | 0.399 | 0.362 | 0.013 | 0.399 | 0.498 | 0.03 | 0.765 | 0.40033 | 0.021 | 0.729 | 0.554 | 0.021 | 0.706 | 0.857 | 0.011 | 0.483 | 0.01 | 0.015 | 0.681 | 0.627 | 0.009 | 0.748 | 0.873 | c3 | h15 | 4.175 | 3.99 | 3.861 | 3.203 | 4.35 | 6.529 | 1.621 | 6.148 | 5.653 | 4.852 | 3.434 | 4.578 | 3.514
c3 | h16 | 61.4937 | 59.1926 | 50.2529 | 29.2789 | 29.2789 | 74.5594 | c3 | h16 | 45407.5 | c3 | h16 | 5121.2163 | 7222.559 | 4981.2286 | 4736.8537 | 5885.193 | 8238.9519 | 6034.8847 | 6319.6094 | 5075.6243 | 6545.5731 | 5605.5306 | 1098.197 | 4027.2104 | c3 | h16 | 1624.9664 | 1604.9486 | 1057.9031 | 339.0994 | 2659.832 | 2160.0175 | 2492.3301 | 1915.6274 | 776.6489 | 1156.8151 | 2123.7448 | 262.9918 | 802.6358 | c3 | h16 | 908.1938 | 1231.3039 | 1121.0898 | 1080.8553 | 292.3964 | 1602.126 | 987.0925 | 1195.9134 | 681.903 | 358.1104 | 604.8411 | 166.0639 | 815.4793 | c3 | h16 | 0 | 0.539 | 0.398 | 0 | 0.523 | 0.336 | 0 | 0.572 | 0.111 | 0 | 0.467 | 0.26367 | 0.001 | 0.898 | 0.4015 | 0 | 0.403 | 0.433 | 0 | 0.403 | 0.5305 | 0.002 | 0.714 | 0.405 | 0.004 | 0.658 | 0.597 | 0.004 | 0.651 | 0.81233 | 0 | 0.513 | 0.01 | 0.001 | 0.689 | 0.622 | 0 | 0.799 | 0.806 | c3 | h16 | 2.893 | 3.068 | 3.106 | 2.788 | 3.294 | 6.52 | 1.181 | 5.666 | 5.149 | 4.299 | 2.523 | 4.339 | 3.504
c3 | h17 | 67.3125 | 63.2041 | 70.6186 | 30.1429 | 30.1429 | 75.8378 | c3 | h17 | 48800 | c3 | h17 | 6999.294 | 9298.6022 | 6023.1341 | 5494.0433 | 7700.6673 | 10259.7766 | 7412.6522 | 8389.3696 | 6399.8089 | 7687.6928 | 7330.7635 | 1259.402 | 4674.2308 | c3 | h17 | 1282.9647 | 1267.16 | 822.505 | 263.6451 | 2100.0252 | 1705.4052 | 1937.7523 | 1512.4511 | 613.19 | 913.3438 | 1676.7667 | 207.6408 | 633.7075 | c3 | h17 | 910.3459 | 1234.2217 | 1118.3884 | 1078.2508 | 293.0893 | 1605.9225 | 984.714 | 1198.7473 | 683.5189 | 358.959 | 606.2744 | 166.4574 | 817.4117 | c3 | h17 | 0 | 0.544 | 0.4095 | 0 | 0.533 | 0.349 | 0 | 0.516 | 0.088 | 0 | 0.454 | 0.32333 | 0 | 0.897 | 0.42275 | 0 | 0.323 | 0.493 | 0 | 0.323 | 0.5615 | 0 | 0.656 | 0.436 | 0 | 0.607 | 0.642 | 0 | 0.596 | 0.78733 | 0 | 0.559 | 0.01 | 0 | 0.716 | 0.59933 | 0 | 0.75 | 0.726 | c3 | h17 | 1.757 | 2.293 | 2.311 | 2.54 | 2.071 | 6.491 | 0.862 | 5.197 | 4.668 | 3.438 | 1.972 | 4.364 | 3.773
c3 | h18 | 67.286 | 66.5719 | 51.8398 | 28.5031 | 28.5031 | 85.5005 | c3 | h18 | 49497 | c3 | h18 | 9248.6357 | 11935.2669 | 7318.5972 | 6433.3443 | 9717.5744 | 12773.7059 | 8815.5568 | 11307.689 | 9077.2661 | 7426.1926 | 9208.811 | 1252.7898 | 4618.4248 | c3 | h18 | 1289.6295 | 1273.7426 | 828.7204 | 265.6374 | 2110.9345 | 1714.2645 | 1952.3952 | 1520.308 | 616.3754 | 918.0884 | 1685.4771 | 208.7194 | 636.9994 | c3 | h18 | 927.5629 | 1257.5639 | 1150.8055 | 1109.5045 | 298.6324 | 1636.2945 | 1013.2564 | 1221.4186 | 696.446 | 365.7478 | 617.7405 | 169.6056 | 832.871 | c3 | h18 | 0 | 0.52 | 0.435 | 0 | 0.51 | 0.3655 | 0 | 0.455 | 0.1005 | 0 | 0.461 | 0.36967 | 0 | 0.898 | 0.45583 | 0 | 0.211 | 0.535 | 0 | 0.211 | 0.5825 | 0 | 0.61 | 0.47667 | 0 | 0.572 | 0.6605 | 0 | 0.609 | 0.78933 | 0 | 0.562 | 0.01 | 0 | 0.723 | 0.571 | 0 | 0.727 | 0.639 | c3 | h18 | 1.616 | 2.01 | 2.044 | 2.34 | 1.692 | 6.485 | 0.562 | 4.937 | 4.307 | 2.999 | 1.987 | 4.769 | 4.312
c3 | h19 | 67.2596 | 66.5278 | 50.6056 | 27.8419 | 27.8419 | 72.0821 | c3 | h19 | 49141.5 | c3 | h19 | 10266.7763 | 12713.7106 | 7819.2634 | 6654.8338 | 10832.0502 | 14014.6795 | 9582.4824 | 12675.4679 | 9852.2931 | 6544.7522 | 9764.7419 | 1171.4147 | 4214.554 | c3 | h19 | 1232.9791 | 1217.7901 | 785.2126 | 251.6914 | 2018.2061 | 1638.9609 | 1849.8945 | 1453.5245 | 589.2995 | 877.759 | 1611.4381 | 199.5509 | 609.0176 | c3 | h19 | 918.9544 | 1245.8928 | 1145.4026 | 1104.2955 | 295.8608 | 1621.1085 | 1008.4993 | 1210.0829 | 689.9825 | 362.3534 | 612.0074 | 168.0315 | 825.1414 | c3 | h19 | 0 | 0.46 | 0.4395 | 0 | 0.454 | 0.3795 | 0 | 0.34 | 0.117 | 0 | 0.477 | 0.40167 | 0 | 0.9 | 0.47892 | 0 | 0.087 | 0.561 | 0 | 0.087 | 0.584 | 0 | 0.59 | 0.51833 | 0 | 0.587 | 0.66 | 0 | 0.613 | 0.81567 | 0 | 0.594 | 0.01 | 0 | 0.727 | 0.52 | 0 | 0.702 | 0.616 | c3 | h19 | 1.453 | 1.923 | 1.846 | 2.114 | 1.466 | 6.498 | 0.404 | 4.676 | 3.972 | 3.123 | 2.572 | 5.066 | 4.394
c3 | h20 | 56.9533 | 62.5957 | 62.5957 | 26.8368 | 26.8368 | 62.5957 | c3 | h20 | 47891.5 | c3 | h20 | 10561.178 | 12792.8488 | 7805.1002 | 6640.8752 | 11755.5196 | 14262.9018 | 9877.6324 | 13270.6371 | 9673.3876 | 5944.8031 | 10236.6055 | 1097.9605 | 3747.6977 | c3 | h20 | 839.7587 | 829.4138 | 539.497 | 172.9299 | 1374.562 | 1116.2652 | 1271.0093 | 989.968 | 401.3607 | 597.825 | 1097.52 | 135.9103 | 414.7903 | c3 | h20 | 899.5853 | 1219.6328 | 1126.4927 | 1086.0642 | 289.6249 | 1586.9399 | 991.8496 | 1184.5777 | 675.4395 | 354.716 | 599.108 | 164.4899 | 807.7496 | c3 | h20 | 0 | 0.489 | 0.45 | 0 | 0.351 | 0.396 | 0 | 0.285 | 0.125 | 0 | 0.471 | 0.43033 | 0 | 0.897 | 0.48817 | 0 | 0.065 | 0.586 | 0 | 0.065 | 0.5935 | 0 | 0.616 | 0.52633 | 0 | 0.575 | 0.6435 | 0 | 0.618 | 0.84267 | 0 | 0.742 | 0.01 | 0 | 0.712 | 0.47733 | 0 | 0.654 | 0.621 | c3 | h20 | 1.572 | 1.605 | 1.473 | 1.953 | 1.494 | 6.456 | 0.208 | 4.571 | 3.835 | 3.623 | 3.555 | 5.087 | 4.242
c3 | h21 | 66.4661 | 51.9897 | 51.9897 | 26.5106 | 26.5106 | 51.9897 | c3 | h21 | 45149 | c3 | h21 | 9744.2119 | 11567.8047 | 7272.4267 | 6228.8634 | 11264.1285 | 13058.3821 | 9358.6594 | 12288.03 | 8498.4508 | 4703.9797 | 9417.9521 | 853.7854 | 3057.2847 | c3 | h21 | 818.7648 | 808.6785 | 530.7954 | 170.1407 | 1340.1979 | 1088.3586 | 1250.5091 | 965.2188 | 391.3267 | 582.8794 | 1070.082 | 132.5126 | 404.4206 | c3 | h21 | 858.6951 | 1164.1949 | 1061.6586 | 1023.5569 | 276.4601 | 1514.8063 | 934.7647 | 1130.7332 | 644.7377 | 338.5925 | 571.8758 | 157.013 | 771.0337 | c3 | h21 | 0 | 0.476 | 0.4715 | 0 | 0.361 | 0.393 | 0 | 0.305 | 0.124 | 0 | 0.502 | 0.44767 | 0 | 0.878 | 0.49208 | 0 | 0.156 | 0.627 | 0 | 0.156 | 0.6085 | 0 | 0.625 | 0.51267 | 0 | 0.569 | 0.625 | 0 | 0.658 | 0.85333 | 0 | 0.702 | 0.01 | 0 | 0.681 | 0.44367 | 0 | 0.62 | 0.616 | c3 | h21 | 1.371 | 1.634 | 1.293 | 1.62 | 1.725 | 6.415 | 0.196 | 4.566 | 3.871 | 4.048 | 3.811 | 4.905 | 4.087
c3 | h22 | 63.733 | 53.8059 | 36.5876 | 25.9376 | 25.9376 | 53.8059 | c3 | h22 | 40933.5 | c3 | h22 | 8865.1317 | 10323.7637 | 6511.9559 | 5586.7336 | 10577.1463 | 11821.8717 | 8679.2015 | 11218.3286 | 7457.1201 | 2985.1261 | 8549.1633 | 561.0061 | 2113.5077 | c3 | h22 | 746.4522 | 737.2567 | 475.6855 | 152.4758 | 1221.8329 | 992.2358 | 1120.6749 | 879.9716 | 356.7651 | 531.4 | 975.5733 | 120.8092 | 368.7025 | c3 | h22 | 817.8048 | 1108.757 | 1010.3316 | 974.072 | 263.2953 | 1442.6727 | 889.5725 | 1076.8888 | 614.0359 | 322.4691 | 544.6436 | 149.5362 | 734.3179 | c3 | h22 | 0 | 0.498 | 0.4635 | 0 | 0.382 | 0.364 | 0 | 0.364 | 0.111 | 0 | 0.551 | 0.45533 | 0 | 0.839 | 0.47075 | 0 | 0.321 | 0.628 | 0 | 0.321 | 0.6275 | 0 | 0.619 | 0.478 | 0 | 0.559 | 0.598 | 0 | 0.647 | 0.843 | 0 | 0.612 | 0.01 | 0 | 0.658 | 0.41633 | 0 | 0.661 | 0.613 | c3 | h22 | 1.387 | 1.806 | 1.48 | 1.26 | 2.077 | 6.411 | -0.019 | 4.68 | 4.009 | 4.187 | 3.442 | 4.662 | 3.901
c3 | h23 | 50.4557 | 48.2428 | 48.2428 | 24.9149 | 24.9149 | 48.2428 | c3 | h23 | 36147.5 | c3 | h23 | 7374.6841 | 8411.62 | 5215.629 | 4537.7369 | 9198.9184 | 9729.9887 | 7419.88 | 9448.4166 | 6098.0453 | 1742.8761 | 7089.7925 | 346.4123 | 1290.9694 | c3 | h23 | 648.4803 | 640.4918 | 437.9787 | 140.3893 | 1061.4673 | 862.0048 | 1031.8409 | 764.4753 | 309.9397 | 461.6538 | 847.5293 | 104.953 | 320.3103 | c3 | h23 | 716.6553 | 971.6213 | 923.8861 | 890.7289 | 230.7299 | 1264.2368 | 813.4594 | 943.6947 | 538.0894 | 282.5847 | 477.2798 | 131.041 | 643.4943 | c3 | h23 | 0 | 0.521 | 0.42 | 0 | 0.352 | 0.316 | 0 | 0.343 | 0.097 | 0 | 0.559 | 0.47267 | 0 | 0.773 | 0.4285 | 0 | 0.45 | 0.629 | 0 | 0.45 | 0.651 | 0 | 0.628 | 0.437 | 0 | 0.552 | 0.5595 | 0 | 0.626 | 0.82033 | 0 | 0.574 | 0.01 | 0 | 0.664 | 0.39467 | 0 | 0.698 | 0.655 | c3 | h23 | 1.873 | 1.539 | 1.39 | 1.134 | 2.352 | 6.263 | -0.601 | 4.816 | 4.189 | 4.205 | 3.114 | 4.377 | 3.736
c3 | h24 | 40.8636 | 42.521 | 34.2072 | 25.2675 | 25.2675 | 42.521 | c3 | h24 | 32057.5 | c3 | h24 | 4924.5016 | 5579.2722 | 3483.8266 | 3220.2278 | 6543.6924 | 6552.3283 | 5158.2296 | 6287.5923 | 3942.7196 | 1319.5599 | 4746.8724 | 235.5846 | 959.4001 | c3 | h24 | 671.807 | 663.531 | 455.3819 | 145.9677 | 1099.6496 | 893.0122 | 1072.8412 | 791.9744 | 321.0886 | 478.26 | 878.016 | 108.7282 | 331.8323 | c3 | h24 | 649.9396 | 881.1701 | 837.4406 | 807.3859 | 209.2505 | 1146.5451 | 737.3462 | 855.8432 | 487.997 | 256.278 | 432.8484 | 118.842 | 583.5895 | c3 | h24 | 0 | 0.544 | 0.3635 | 0 | 0.288 | 0.2765 | 0 | 0.291 | 0.0945 | 0 | 0.463 | 0.47467 | 0 | 0.642 | 0.37992 | 0 | 0.505 | 0.6 | 0 | 0.505 | 0.689 | 0 | 0.63 | 0.39633 | 0 | 0.525 | 0.529 | 0 | 0.612 | 0.79967 | 0 | 0.553 | 0.01 | 0 | 0.703 | 0.38767 | 0 | 0.725 | 0.69 | c3 | h24 | 2.168 | 1.42 | 1.369 | 1.589 | 2.36 | 5.752 | -1.104 | 4.85 | 4.135 | 4.102 | 2.834 | 4.238 | 3.783
c4 | h1 | 27.8839 | 28.1034 | 25.326 | 25.5877 | 25.5877 | 30.2477 | c4 | h1 | 27411 | c4 | h1 | 1614.879 | 1936.7416 | 1043.5415 | 941.0931 | 2355.2976 | 2207.8968 | 2060.5438 | 2171.777 | 1495.5146 | 737.5993 | 1438.7959 | 148.0053 | 573.2842 | c4 | h1 | 598.6568 | 594.8722 | 381.9136 | 123.4571 | 1081.2283 | 889.3948 | 1043.9891 | 770.0739 | 327.4375 | 530.0344 | 899.1348 | 117.0008 | 361.1888 | c4 | h1 | 421.0164 | 896.918 | 838.5949 | 663.4877 | 282.8998 | 1209.7567 | 721.8919 | 507.9225 | 469.0921 | 282.8682 | 450.3924 | 132.7043 | 733.4422 | c4 | h1 | 0 | 0.304 | 0.3685 | 0 | 0.135 | 0.618 | 0 | 0.25 | 0.725 | 0 | 0.242 | 0.485 | 0 | 0.403 | 0.47892 | 0 | 0.466 | 0.385 | 0 | 0.466 | 0.916 | 0 | 0.463 | 0.58933 | 0 | 0.303 | 0.4435 | 0 | 0.158 | 0.786 | 0 | 0.254 | 0.01 | 0 | 0.137 | 0.21767 | 0 | 0.113 | 0.435 | c4 | h1 | 0.742 | 1.266 | 2.011 | 3.387 | 0.218 | 6.317 | 3.757 | 4.87 | 2.804 | 1.203 | -0.053 | 1.641 | 0.8
c4 | h2 | 31.075 | 26.204 | 26.204 | 25.5793 | 25.5793 | 26.204 | c4 | h2 | 27617 | c4 | h2 | 1127.7005 | 1364.3332 | 929.7199 | 863.2883 | 1470.8698 | 1362.0395 | 1355.0496 | 1410.0725 | 1140.7903 | 677.8412 | 788.1311 | 122.6861 | 505.4975 | c4 | h2 | 692.4761 | 647.8403 | 415.9196 | 134.4498 | 1250.6745 | 968.5875 | 1136.947 | 890.7571 | 378.7523 | 577.2292 | 979.1947 | 127.4187 | 393.3494 | c4 | h2 | 458.0777 | 932.7948 | 872.1387 | 690.0272 | 307.803 | 1258.147 | 750.7676 | 552.634 | 510.3854 | 294.1829 | 468.4081 | 138.0125 | 762.7799 | c4 | h2 | 0 | 0.298 | 0.4405 | 0 | 0.187 | 0.7035 | 0 | 0.346 | 0.693 | 0 | 0.235 | 0.42167 | 0 | 0.413 | 0.54425 | 0 | 0.493 | 0.321 | 0 | 0.493 | 0.934 | 0 | 0.438 | 0.648 | 0 | 0.288 | 0.5405 | 0 | 0.157 | 0.71367 | 0 | 0.265 | 0.01 | 0 | 0.111 | 0.25233 | 0 | 0.14 | 0.337 | c4 | h2 | 0.355 | 1.028 | 2.247 | 3.387 | -0.32 | 6.185 | 3.714 | 4.543 | 2.308 | 0.674 | -0.38 | 1.477 | 0.602
c4 | h3 | 33.6836 | 26.6092 | 26.6092 | 25.9423 | 25.9676 | 26.6092 | c4 | h3 | 26957 | c4 | h3 | 968.1855 | 1179.9795 | 900.8319 | 872.3595 | 1125.0066 | 1090.1311 | 1099.6353 | 1523.1602 | 1162.0345 | 691.506 | 682.7099 | 108.1298 | 397.7768 | c4 | h3 | 710.3465 | 647.8403 | 415.9196 | 134.4498 | 1282.95 | 968.5875 | 1136.947 | 913.7444 | 388.5265 | 577.2292 | 979.1947 | 127.4187 | 393.3494 | c4 | h3 | 474.3846 | 959.7023 | 897.2965 | 709.9318 | 318.7604 | 1294.4397 | 772.4244 | 572.307 | 528.5544 | 302.669 | 481.9199 | 141.9936 | 784.7832 | c4 | h3 | 0 | 0.302 | 0.4605 | 0 | 0.254 | 0.7405 | 0 | 0.401 | 0.652 | 0 | 0.232 | 0.353 | 0 | 0.442 | 0.57708 | 0 | 0.539 | 0.237 | 0 | 0.539 | 0.9405 | 0 | 0.411 | 0.69367 | 0 | 0.27 | 0.597 | 0 | 0.158 | 0.62467 | 0 | 0.275 | 0.01 | 0 | 0.101 | 0.27 | 0 | 0.181 | 0.251 | c4 | h3 | 0.071 | 1.213 | 2.655 | 3.41 | -0.748 | 6.054 | 3.724 | 4.23 | 1.92 | 0.197 | -0.45 | 1.367 | 1.165
c4 | h4 | 35.1947 | 28.3904 | 26.8624 | 26.0014 | 27.4196 | 29.4626 | c4 | h4 | 26695 | c4 | h4 | 812.6969 | 1030.6523 | 939.0912 | 865.365 | 865.9115 | 914.5309 | 946.2801 | 1354.0646 | 1192.547 | 704.6036 | 471.3638 | 109.9738 | 406.4531 | c4 | h4 | 797.4645 | 739.5158 | 474.7762 | 153.4757 | 1440.2929 | 1105.6518 | 1297.8358 | 1025.8074 | 436.176 | 658.9126 | 1117.76 | 145.4496 | 449.0121 | c4 | h4 | 520.3407 | 1043.4147 | 975.5654 | 771.8573 | 349.6403 | 1407.3503 | 839.8009 | 627.7493 | 579.7581 | 329.07 | 523.9565 | 154.3794 | 853.2378 | c4 | h4 | 0 | 0.309 | 0.445 | 0 | 0.32 | 0.7225 | 0 | 0.41 | 0.6105 | 0 | 0.232 | 0.282 | 0 | 0.473 | 0.56917 | 0 | 0.556 | 0.143 | 0 | 0.556 | 0.933 | 0 | 0.381 | 0.69333 | 0 | 0.246 | 0.6035 | 0 | 0.153 | 0.51467 | 0 | 0.287 | 0.01 | 0 | 0.101 | 0.273 | 0 | 0.206 | 0.184 | c4 | h4 | -0.157 | 1.613 | 2.906 | 3.451 | -1.095 | 6.049 | 3.56 | 3.943 | 1.601 | -0.228 | -0.145 | 1.355 | 2.088
c4 | h5 | 34.9668 | 34.8739 | 34.6291 | 31.3958 | 34.6544 | 34.9836 | c4 | h5 | 27530.5 | c4 | h5 | 629.3445 | 968.5928 | 1088.0961 | 1039.2691 | 591.1879 | 696.1841 | 694.8125 | 1214.9938 | 1287.0298 | 833.2313 | 298.1994 | 98.5344 | 541.8417 | c4 | h5 | 1099.0266 | 939.1646 | 602.9526 | 194.9099 | 1984.9415 | 1404.1473 | 1648.2157 | 1413.7178 | 601.1165 | 836.8008 | 1419.5244 | 184.717 | 570.2329 | c4 | h5 | 597.4282 | 1139.0859 | 1065.0155 | 842.6294 | 401.4389 | 1536.391 | 916.8027 | 720.7492 | 665.6482 | 359.2426 | 571.9983 | 168.5345 | 931.4717 | c4 | h5 | 0 | 0.314 | 0.4155 | 0 | 0.352 | 0.6685 | 0 | 0.398 | 0.5555 | 0 | 0.23 | 0.21767 | 0 | 0.513 | 0.53675 | 0 | 0.542 | 0.068 | 0 | 0.542 | 0.919 | 0 | 0.349 | 0.658 | 0 | 0.218 | 0.5895 | 0 | 0.139 | 0.39067 | 0 | 0.297 | 0.01 | 0 | 0.107 | 0.26767 | 0 | 0.189 | 0.125 | c4 | h5 | -0.213 | 1.939 | 3.117 | 3.492 | -1.362 | 6.177 | 3.362 | 3.708 | 1.355 | -0.671 | 0.153 | 1.513 | 2.726
c4 | h6 | 40.0826 | 43.5016 | 34.3421 | 33.2446 | 37.9637 | 46.6083 | c4 | h6 | 30856 | c4 | h6 | 1010.1099 | 1253.799 | 2027.5855 | 1771.7485 | 897.7746 | 965.7895 | 944.2597 | 1501.6587 | 1660.361 | 1760.334 | 505.0483 | 204.9201 | 841.8771 | c4 | h6 | 1288.8991 | 1020.654 | 655.2696 | 211.8219 | 2327.8684 | 1525.9822 | 1791.2279 | 1657.9577 | 704.968 | 909.4083 | 1542.6936 | 200.7445 | 619.7109 | c4 | h6 | 689.3402 | 1381.2538 | 1291.4361 | 1021.771 | 463.1987 | 1863.0253 | 1111.7136 | 831.6337 | 768.0557 | 435.617 | 693.6043 | 204.3647 | 1129.5011 | c4 | h6 | 0.025 | 0.289 | 0.367 | 0.021 | 0.324 | 0.562 | 0.02 | 0.389 | 0.467 | 0.02 | 0.212 | 0.16933 | 0.02 | 0.583 | 0.4815 | 0.019 | 0.521 | 0.021 | 0.022 | 0.521 | 0.877 | 0.023 | 0.3 | 0.596 | 0.018 | 0.185 | 0.5445 | 0.018 | 0.116 | 0.287 | 0.013 | 0.286 | 0.01 | 0.019 | 0.125 | 0.24933 | 0.014 | 0.191 | 0.076 | c4 | h6 | 1.305 | 2.65 | 3.512 | 3.685 | 0.033 | 6.368 | 3.655 | 4.281 | 2.234 | -0.04 | 1.311 | 2.244 | 3.192
c4 | h7 | 29.4879 | 46.718 | 33.2868 | 32.2147 | 38.7741 | 48.4993 | c4 | h7 | 35776 | c4 | h7 | 3195.7629 | 3342.9003 | 4177.7363 | 3508.8885 | 3351.7409 | 2708.005 | 1896.7072 | 4066.4018 | 3084.2535 | 4191.8489 | 2302.9785 | 504.8879 | 1721.1188 | c4 | h7 | 1722.2552 | 1261.0475 | 809.6045 | 261.712 | 3110.5486 | 1885.3952 | 2213.1139 | 2215.3992 | 941.9936 | 1123.6003 | 1906.0426 | 248.0257 | 765.6707 | c4 | h7 | 796.0767 | 1578.5757 | 1475.927 | 1167.7383 | 534.9198 | 2129.1718 | 1270.5298 | 960.4028 | 886.9804 | 497.848 | 792.6906 | 233.5596 | 1290.8584 | c4 | h7 | 0.16 | 0.193 | 0.29 | 0.145 | 0.265 | 0.3975 | 0.151 | 0.385 | 0.3355 | 0.14 | 0.13 | 0.123 | 0.147 | 0.674 | 0.39633 | 0.129 | 0.539 | 0.004 | 0.116 | 0.539 | 0.786 | 0.151 | 0.209 | 0.50267 | 0.132 | 0.126 | 0.464 | 0.131 | 0.076 | 0.20633 | 0.107 | 0.21 | 0.01 | 0.127 | 0.143 | 0.21133 | 0.103 | 0.181 | 0.044 | c4 | h7 | 2.629 | 3.524 | 4.29 | 4.348 | 2.132 | 6.383 | 4.449 | 5.134 | 4.174 | 2.874 | 3.215 | 4.248 | 4.14
c4 | h8 | 114.9209 | 46.431 | 36.8662 | 31.9445 | 36.8662 | 46.431 | c4 | h8 | 36442 | c4 | h8 | 7055.5427 | 7442.7064 | 5095.0944 | 4386.4046 | 6964.3246 | 6556.0004 | 4881.0393 | 8611.2838 | 6618.7601 | 5026.0283 | 5816.7021 | 734.2479 | 2426.639 | c4 | h8 | 1521.2137 | 1244.7497 | 799.1411 | 258.3297 | 2747.4496 | 1861.0282 | 2184.5115 | 1956.7923 | 832.0332 | 1109.0788 | 1881.4088 | 244.8202 | 755.7751 | c4 | h8 | 843.5152 | 1626.4114 | 1520.6521 | 1203.1243 | 566.7958 | 2193.6922 | 1309.0307 | 1017.6335 | 939.8358 | 512.9343 | 816.7116 | 240.6372 | 1329.9753 | c4 | h8 | 0.36 | 0.167 | 0.213 | 0.352 | 0.265 | 0.258 | 0.355 | 0.404 | 0.257 | 0.342 | 0.125 | 0.13267 | 0.349 | 0.749 | 0.32717 | 0.324 | 0.637 | 0.022 | 0.273 | 0.637 | 0.7665 | 0.354 | 0.193 | 0.44133 | 0.334 | 0.137 | 0.3875 | 0.333 | 0.083 | 0.15533 | 0.29 | 0.181 | 0.01 | 0.322 | 0.148 | 0.17633 | 0.268 | 0.208 | 0.03 | c4 | h8 | 3.908 | 4.76 | 5.438 | 5.208 | 4.462 | 6.428 | 5.517 | 6.029 | 5.863 | 5.247 | 4.661 | 5.732 | 5.023
c4 | h9 | 59.9129 | 44.0841 | 36.2331 | 31.7419 | 36.2331 | 44.0841 | c4 | h9 | 35621.5 | c4 | h9 | 7838.4396 | 8902.9601 | 4188.3042 | 3689.4336 | 7941.8193 | 8517.5186 | 5970.0261 | 9445.7785 | 7400.2536 | 3451.2875 | 7117.3699 | 607.4892 | 1905.9955 | c4 | h9 | 1333.575 | 1199.9305 | 770.3668 | 249.0281 | 2408.5571 | 1794.019 | 2105.8547 | 1715.4259 | 729.4036 | 1069.1447 | 1813.6657 | 236.005 | 728.5623 | c4 | h9 | 822.7609 | 1590.5347 | 1487.1083 | 1176.5848 | 552.85 | 2145.3019 | 1280.155 | 992.595 | 916.7116 | 501.6196 | 798.6959 | 235.329 | 1300.6376 | c4 | h9 | 0.539 | 0.285 | 0.171 | 0.536 | 0.39 | 0.145 | 0.536 | 0.464 | 0.1745 | 0.526 | 0.251 | 0.17033 | 0.527 | 0.796 | 0.27483 | 0.494 | 0.701 | 0.075 | 0.424 | 0.701 | 0.6895 | 0.531 | 0.214 | 0.37867 | 0.515 | 0.207 | 0.3065 | 0.515 | 0.141 | 0.14933 | 0.455 | 0.268 | 0.01 | 0.504 | 0.186 | 0.15033 | 0.39 | 0.293 | 0.051 | c4 | h9 | 5.674 | 6.299 | 6.971 | 6.217 | 7.135 | 6.529 | 7.038 | 6.872 | 7.508 | 7.441 | 6.293 | 6.606 | 5.67
c4 | h10 | 54.797 | 41.999 | 34.57 | 30.2308 | 34.57 | 41.999 | c4 | h10 | 34781.5 | c4 | h10 | 5587.3462 | 6999.5976 | 3249.3056 | 2952.1659 | 6024.7551 | 7254.8354 | 5013.9125 | 6264.1129 | 5200.0246 | 2090.8971 | 5549.6075 | 445.1219 | 1557.4462 | c4 | h10 | 1170.5081 | 1085.8455 | 697.1231 | 225.3514 | 2114.0434 | 1623.4501 | 1905.6377 | 1505.6669 | 640.2135 | 967.4943 | 1641.2289 | 213.5665 | 659.2932 | c4 | h10 | 769.3926 | 1524.7607 | 1425.6113 | 1127.9291 | 516.9895 | 2056.5864 | 1227.2163 | 928.2105 | 857.2492 | 480.8759 | 765.6671 | 225.5974 | 1246.8518 | c4 | h10 | 0.674 | 0.387 | 0.164 | 0.674 | 0.444 | 0.079 | 0.673 | 0.492 | 0.1035 | 0.665 | 0.268 | 0.23933 | 0.662 | 0.83 | 0.248 | 0.599 | 0.727 | 0.153 | 0.448 | 0.727 | 0.553 | 0.656 | 0.217 | 0.332 | 0.654 | 0.232 | 0.219 | 0.654 | 0.16 | 0.17067 | 0.559 | 0.314 | 0.01 | 0.628 | 0.229 | 0.14267 | 0.464 | 0.38 | 0.091 | c4 | h10 | 6.842 | 7.623 | 8.388 | 7.647 | 8.132 | 6.57 | 8.534 | 7.451 | 8.347 | 8.476 | 7.645 | 7.449 | 6.332
c4 | h11 | 52.8807 | 39.9307 | 30.2477 | 29.0996 | 30.2477 | 39.9307 | c4 | h11 | 34955 | c4 | h11 | 3690.4708 | 5253.885 | 2659.303 | 2434.5992 | 4024.796 | 5657.7495 | 3577.4965 | 3978.3587 | 3133.9941 | 1415.6797 | 3910.4754 | 352.3654 | 1300.4197 | c4 | h11 | 1206.4721 | 1107.0327 | 710.7255 | 229.7485 | 2178.9978 | 1655.1272 | 1942.8208 | 1551.9288 | 659.8842 | 986.3722 | 1673.2529 | 217.7337 | 672.1574 | c4 | h11 | 721.9541 | 1455.997 | 1361.319 | 1077.0617 | 485.1135 | 1963.8384 | 1171.8712 | 870.9798 | 804.3938 | 459.1894 | 731.137 | 215.4234 | 1190.6213 | c4 | h11 | 0.761 | 0.425 | 0.1785 | 0.763 | 0.455 | 0.0375 | 0.761 | 0.496 | 0.0615 | 0.739 | 0.271 | 0.333 | 0.75 | 0.842 | 0.23592 | 0.631 | 0.739 | 0.249 | 0.383 | 0.739 | 0.4225 | 0.74 | 0.208 | 0.29333 | 0.742 | 0.235 | 0.1505 | 0.742 | 0.181 | 0.208 | 0.61 | 0.362 | 0.01 | 0.682 | 0.278 | 0.15367 | 0.551 | 0.459 | 0.136 | c4 | h11 | 7.364 | 8.617 | 9.303 | 8.701 | 8.742 | 6.672 | 9.57 | 7.956 | 8.923 | 8.937 | 8.602 | 8.136 | 6.786
c4 | h12 | 44.3796 | 38.8248 | 28.3482 | 27.4449 | 29.5386 | 38.8248 | c4 | h12 | 35148.5 | c4 | h12 | 2763.8912 | 4347.5413 | 2422.9019 | 2303.8988 | 3141.5677 | 4824.7413 | 2810.2726 | 2974.4547 | 2266.7772 | 1276.7749 | 3120.3202 | 336.4266 | 1103.2322 | c4 | h12 | 1235.2211 | 1151.1795 | 739.0682 | 238.9105 | 2230.921 | 1721.1313 | 2020.2977 | 1588.9096 | 675.6085 | 1025.7073 | 1739.9798 | 226.4166 | 698.9621 | c4 | h12 | 662.656 | 1372.2846 | 1283.0502 | 1015.1362 | 445.2684 | 1850.9278 | 1104.4946 | 799.4414 | 738.3245 | 432.7883 | 689.1004 | 203.0376 | 1122.1666 | c4 | h12 | 0.801 | 0.436 | 0.199 | 0.801 | 0.449 | 0.01 | 0.801 | 0.473 | 0.059 | 0.725 | 0.281 | 0.43433 | 0.786 | 0.834 | 0.22083 | 0.625 | 0.751 | 0.348 | 0.306 | 0.751 | 0.4135 | 0.774 | 0.204 | 0.24267 | 0.768 | 0.239 | 0.0855 | 0.767 | 0.22 | 0.26633 | 0.624 | 0.433 | 0.01 | 0.699 | 0.342 | 0.18333 | 0.623 | 0.516 | 0.202 | c4 | h12 | 7.79 | 9.46 | 9.952 | 9.457 | 8.982 | 6.881 | 10.226 | 8.468 | 9.547 | 9.105 | 9.497 | 8.856 | 7.106
c4 | h13 | 39.5339 | 35.9207 | 27.0228 | 26.1533 | 27.0228 | 35.9207 | c4 | h13 | 34888 | c4 | h13 | 2706.0167 | 4277.3575 | 2308.2688 | 2407.7541 | 3086.0823 | 4593.817 | 2538.3899 | 2997.4638 | 2122.7872 | 1370.4127 | 3097.7063 | 335.7306 | 1129.8427 | c4 | h13 | 1140.6199 | 1092.0183 | 701.0861 | 226.6325 | 2060.0627 | 1632.6791 | 1916.4708 | 1467.2207 | 623.8661 | 972.9943 | 1650.559 | 214.7806 | 663.0411 | c4 | h13 | 641.9017 | 1297.5414 | 1213.1673 | 959.8455 | 431.3226 | 1750.1147 | 1044.337 | 774.403 | 715.2002 | 409.216 | 651.5677 | 191.9789 | 1061.0465 | c4 | h13 | 0.795 | 0.431 | 0.2305 | 0.79 | 0.419 | 0.006 | 0.783 | 0.434 | 0.11 | 0.638 | 0.293 | 0.53867 | 0.777 | 0.814 | 0.20675 | 0.596 | 0.764 | 0.438 | 0.22 | 0.764 | 0.529 | 0.756 | 0.201 | 0.183 | 0.739 | 0.257 | 0.035 | 0.737 | 0.257 | 0.35467 | 0.632 | 0.503 | 0.01 | 0.674 | 0.43 | 0.23267 | 0.625 | 0.562 | 0.297 | c4 | h13 | 8.406 | 10.048 | 10.477 | 10.08 | 9.064 | 7.106 | 10.626 | 8.855 | 9.898 | 9.264 | 10.084 | 9.514 | 7.518
c4 | h14 | 30.56 | 35.0427 | 26.8118 | 25.9507 | 27.7742 | 35.0427 | c4 | h14 | 34951.5 | c4 | h14 | 2994.0814 | 4331.7806 | 2267.9435 | 2396.0176 | 3086.4369 | 4389.7788 | 2462.034 | 3037.1687 | 2239.4246 | 1398.0943 | 3286.4928 | 326.3515 | 1254.147 | c4 | h14 | 1089.265 | 1055.0425 | 677.3473 | 218.9587 | 1967.3111 | 1577.3965 | 1851.579 | 1401.161 | 595.7773 | 940.0486 | 1594.671 | 207.5081 | 640.5905 | c4 | h14 | 607.8053 | 1276.6133 | 1193.6001 | 944.3641 | 408.4117 | 1721.8871 | 1027.4928 | 733.2684 | 677.2104 | 402.6157 | 641.0585 | 188.8825 | 1043.9328 | c4 | h14 | 0.744 | 0.416 | 0.276 | 0.73 | 0.375 | 0.019 | 0.698 | 0.408 | 0.219 | 0.508 | 0.294 | 0.634 | 0.718 | 0.781 | 0.202 | 0.54 | 0.77 | 0.529 | 0.163 | 0.77 | 0.6545 | 0.701 | 0.204 | 0.128 | 0.662 | 0.27 | 0.0195 | 0.66 | 0.294 | 0.46433 | 0.604 | 0.559 | 0.01 | 0.585 | 0.523 | 0.297 | 0.588 | 0.597 | 0.416 | c4 | h14 | 8.821 | 10.421 | 10.718 | 10.562 | 9.156 | 7.298 | 10.868 | 9.182 | 9.846 | 9.682 | 10.358 | 9.899 | 7.939
c4 | h15 | 31.2861 | 33.8018 | 27.0397 | 26.1702 | 27.7657 | 34.055 | c4 | h15 | 35413.5 | c4 | h15 | 2965.8205 | 4235.0361 | 2331.4783 | 2295.4795 | 3200.4861 | 4445.1177 | 2378.2726 | 2975.6483 | 2088.4413 | 1612.3641 | 3329.842 | 303.4747 | 1239.412 | c4 | h15 | 950.0661 | 988.2396 | 634.4592 | 205.0947 | 1715.9053 | 1477.5193 | 1734.3412 | 1222.1044 | 519.642 | 880.5269 | 1493.7 | 194.3692 | 600.0298 | c4 | h15 | 597.4282 | 1255.6853 | 1174.0328 | 928.8828 | 401.4389 | 1693.6594 | 1010.6487 | 720.7492 | 665.6482 | 396.0155 | 630.5494 | 185.7861 | 1026.8192 | c4 | h15 | 0.647 | 0.381 | 0.3285 | 0.62 | 0.328 | 0.06 | 0.563 | 0.373 | 0.365 | 0.361 | 0.299 | 0.71233 | 0.597 | 0.739 | 0.19558 | 0.433 | 0.76 | 0.625 | 0.157 | 0.76 | 0.705 | 0.581 | 0.211 | 0.062667 | 0.554 | 0.278 | 0.0535 | 0.554 | 0.359 | 0.57367 | 0.517 | 0.591 | 0.01 | 0.487 | 0.577 | 0.367 | 0.486 | 0.616 | 0.536 | c4 | h15 | 9.044 | 10.66 | 10.669 | 10.671 | 9.222 | 7.41 | 10.904 | 9.364 | 9.71 | 10.21 | 10.413 | 9.998 | 8.152
c4 | h16 | 30.6529 | 35.0427 | 29.547 | 26.9975 | 29.5892 | 35.0512 | c4 | h16 | 37135.5 | c4 | h16 | 3043.6214 | 4277.8057 | 2816.7887 | 2654.8845 | 3151.1161 | 4388.2599 | 2311.5824 | 3159.351 | 2096.6682 | 1898.6736 | 3287.0956 | 352.601 | 1396.0865 | c4 | h16 | 1005.4754 | 993.4162 | 637.7826 | 206.1691 | 1815.9794 | 1485.2589 | 1743.4261 | 1293.3794 | 549.9483 | 885.1393 | 1501.5243 | 195.3873 | 603.1729 | c4 | h16 | 591.4983 | 1261.6647 | 1179.6235 | 933.306 | 397.4544 | 1701.7245 | 1015.4613 | 713.5953 | 659.0413 | 397.9013 | 633.552 | 186.6708 | 1031.7088 | c4 | h16 | 0.493 | 0.316 | 0.3755 | 0.44 | 0.285 | 0.12 | 0.351 | 0.33 | 0.4915 | 0.246 | 0.304 | 0.76467 | 0.434 | 0.715 | 0.20258 | 0.297 | 0.725 | 0.701 | 0.176 | 0.725 | 0.7145 | 0.445 | 0.229 | 0.029667 | 0.398 | 0.29 | 0.139 | 0.399 | 0.449 | 0.65667 | 0.415 | 0.591 | 0.01 | 0.327 | 0.609 | 0.42833 | 0.371 | 0.606 | 0.645 | c4 | h16 | 8.86 | 10.655 | 10.488 | 10.149 | 9.13 | 7.426 | 10.642 | 9.401 | 9.452 | 10.405 | 10.246 | 9.827 | 8.158
c4 | h17 | 29.7412 | 38.0228 | 32.0458 | 31.0159 | 31.4464 | 38.0228 | c4 | h17 | 38012 | c4 | h17 | 4085.1095 | 4984.211 | 4062.8567 | 3619.5753 | 4170.3295 | 5185.0393 | 2870.5948 | 4668.2582 | 2881.0732 | 3411.95 | 4043.5362 | 610.3688 | 2207.5425 | c4 | h17 | 770.6589 | 784.3349 | 503.5505 | 162.7773 | 1391.8797 | 1172.661 | 1376.4925 | 991.3265 | 421.5146 | 698.8467 | 1185.5031 | 154.2648 | 476.2249 | c4 | h17 | 609.2878 | 1264.6544 | 1182.4188 | 935.5176 | 409.4079 | 1705.757 | 1017.8676 | 735.0569 | 678.8621 | 398.8442 | 635.0533 | 187.1131 | 1034.1536 | c4 | h17 | 0.256 | 0.222 | 0.424 | 0.226 | 0.224 | 0.1885 | 0.189 | 0.268 | 0.5635 | 0.145 | 0.288 | 0.79267 | 0.242 | 0.681 | 0.22483 | 0.179 | 0.647 | 0.75 | 0.157 | 0.647 | 0.6775 | 0.249 | 0.251 | 0.025667 | 0.243 | 0.304 | 0.267 | 0.241 | 0.507 | 0.72367 | 0.284 | 0.566 | 0.01 | 0.199 | 0.602 | 0.476 | 0.26 | 0.569 | 0.744 | c4 | h17 | 8.701 | 10.352 | 9.949 | 9.361 | 8.842 | 7.563 | 10.122 | 9.211 | 8.995 | 10.213 | 9.859 | 9.401 | 7.998
c4 | h18 | 32.8563 | 41.2223 | 32.1725 | 31.1425 | 31.8939 | 47.6889 | c4 | h18 | 38179.5 | c4 | h18 | 5946.8349 | 6892.0302 | 4333.4552 | 4058.5731 | 5715.7368 | 6713.7489 | 3952.5117 | 6066.1872 | 4652.62 | 4534.1416 | 5567.9924 | 804.4471 | 2773.6388 | c4 | h18 | 815.3348 | 788.4094 | 506.1663 | 163.6229 | 1472.5684 | 1178.7527 | 1383.6431 | 1048.7947 | 445.9503 | 702.4771 | 1191.6615 | 155.0661 | 478.6988 | c4 | h18 | 612.2527 | 1288.5723 | 1204.7813 | 953.2106 | 411.4001 | 1738.0172 | 1037.1181 | 738.6338 | 682.1656 | 406.3873 | 647.0637 | 190.6519 | 1053.712 | c4 | h18 | 0.109 | 0.143 | 0.4685 | 0.094 | 0.168 | 0.2875 | 0.089 | 0.229 | 0.5965 | 0.062 | 0.23 | 0.79133 | 0.106 | 0.651 | 0.25858 | 0.08 | 0.515 | 0.741 | 0.12 | 0.515 | 0.603 | 0.107 | 0.26 | 0.048667 | 0.106 | 0.297 | 0.4025 | 0.106 | 0.497 | 0.79133 | 0.141 | 0.466 | 0.01 | 0.11 | 0.501 | 0.52267 | 0.132 | 0.466 | 0.797 | c4 | h18 | 8.451 | 9.67 | 9.255 | 8.664 | 8.341 | 7.782 | 9.53 | 8.794 | 8.495 | 9.684 | 9.114 | 8.747 | 7.549
c4 | h19 | 30.6107 | 39.9982 | 35.3804 | 32.6283 | 32.6283 | 39.9982 | c4 | h19 | 38181.5 | c4 | h19 | 7162.9402 | 7933.3948 | 4547.1812 | 4087.0877 | 7026.652 | 7835.2209 | 4704.6562 | 7819.7219 | 5860.1762 | 4619.4037 | 6556.4197 | 813.7577 | 2975.6874 | c4 | h19 | 792.9969 | 753.7764 | 483.9316 | 156.4353 | 1432.2241 | 1126.9729 | 1322.8629 | 1020.0606 | 433.7325 | 671.6189 | 1139.3146 | 148.2544 | 457.6707 | c4 | h19 | 627.0772 | 1276.6133 | 1193.6001 | 944.3641 | 421.3614 | 1721.8871 | 1027.4928 | 756.5184 | 698.6829 | 402.6157 | 641.0585 | 188.8825 | 1043.9328 | c4 | h19 | 0.02 | 0.136 | 0.5805 | 0.019 | 0.152 | 0.4505 | 0.018 | 0.225 | 0.6115 | 0.016 | 0.203 | 0.792 | 0.022 | 0.645 | 0.33258 | 0.016 | 0.431 | 0.73 | 0.043 | 0.431 | 0.5135 | 0.019 | 0.269 | 0.084667 | 0.028 | 0.291 | 0.5295 | 0.029 | 0.497 | 0.841 | 0.036 | 0.394 | 0.01 | 0.03 | 0.394 | 0.609 | 0.031 | 0.384 | 0.802 | c4 | h19 | 7.474 | 8.625 | 8.284 | 7.792 | 7.583 | 8.066 | 8.613 | 8.212 | 7.936 | 8.756 | 8.151 | 8.049 | 7.09
c4 | h20 | 31.9867 | 44.3205 | 34.8655 | 33.4556 | 33.4556 | 44.3205 | c4 | h20 | 38043.5 | c4 | h20 | 7663.1659 | 8291.3801 | 4752.9394 | 3959.9955 | 8201.4494 | 8072.4523 | 5042.4918 | 8898.0837 | 6104.5337 | 4643.6509 | 7011.4447 | 823.8988 | 2982.3995 | c4 | h20 | 539.4612 | 513.3828 | 329.5967 | 106.5451 | 974.3158 | 767.5599 | 900.9769 | 693.9286 | 295.0602 | 457.4269 | 775.9656 | 100.9733 | 311.7108 | c4 | h20 | 624.1123 | 1249.7058 | 1168.4422 | 924.4595 | 419.3691 | 1685.5944 | 1005.8361 | 752.9414 | 695.3794 | 394.1297 | 627.5467 | 184.9014 | 1021.9295 | c4 | h20 | 0 | 0.163 | 0.7135 | 0 | 0.161 | 0.5905 | 0 | 0.253 | 0.5915 | 0 | 0.246 | 0.80033 | 0 | 0.641 | 0.42292 | 0 | 0.438 | 0.765 | 0.001 | 0.438 | 0.437 | 0 | 0.301 | 0.13233 | 0 | 0.311 | 0.639 | 0 | 0.551 | 0.87133 | 0 | 0.446 | 0.01 | 0 | 0.406 | 0.71167 | 0 | 0.396 | 0.825 | c4 | h20 | 6.329 | 7.758 | 6.883 | 6.088 | 6.664 | 8.254 | 6.873 | 7.813 | 7.628 | 7.587 | 7.058 | 6.981 | 6.584
c4 | h21 | 79.5068 | 42.286 | 30.4081 | 29.4373 | 29.4373 | 43.7464 | c4 | h21 | 36768.5 | c4 | h21 | 7049.3787 | 7862.6051 | 4431.1574 | 3678.008 | 7916.7482 | 7943.6903 | 4970.7085 | 8517.3263 | 5689.1496 | 4131.5325 | 6609.1637 | 768.8639 | 2729.8812 | c4 | h21 | 514.4428 | 500.5483 | 321.3568 | 103.8815 | 929.1302 | 748.3709 | 878.4525 | 661.7464 | 281.3763 | 445.9913 | 756.5665 | 98.449 | 303.9181 | c4 | h21 | 618.1825 | 1192.901 | 1115.3312 | 882.4386 | 415.3846 | 1608.9764 | 960.1163 | 745.7876 | 688.7725 | 376.2147 | 599.0219 | 176.4968 | 975.4782 | c4 | h21 | 0 | 0.197 | 0.7915 | 0 | 0.182 | 0.6505 | 0 | 0.254 | 0.585 | 0 | 0.314 | 0.81667 | 0 | 0.627 | 0.49458 | 0 | 0.419 | 0.815 | 0 | 0.419 | 0.354 | 0 | 0.303 | 0.19767 | 0 | 0.331 | 0.6995 | 0 | 0.537 | 0.892 | 0 | 0.442 | 0.01 | 0 | 0.406 | 0.772 | 0 | 0.405 | 0.864 | c4 | h21 | 6.019 | 7.294 | 5.573 | 5.086 | 6.502 | 8.223 | 5.63 | 7.773 | 7.617 | 6.837 | 6.748 | 6.414 | 6.312
c4 | h22 | 52.906 | 37.5669 | 27.0144 | 26.3137 | 27.0144 | 37.6091 | c4 | h22 | 32744.5 | c4 | h22 | 6244.1361 | 7250.4553 | 3487.6309 | 2897.6372 | 7350.8718 | 7807.4626 | 4854.2575 | 7621.5393 | 4956.4196 | 3193.4878 | 6156.6753 | 595.7055 | 2118.1692 | c4 | h22 | 490.9879 | 456.3403 | 292.9748 | 94.7068 | 886.7686 | 682.2755 | 800.8684 | 631.5756 | 268.5476 | 406.6017 | 689.7472 | 89.754 | 277.0763 | c4 | h22 | 578.1563 | 1136.0962 | 1062.2202 | 840.4177 | 388.4892 | 1532.3585 | 914.3964 | 697.4992 | 644.1757 | 358.2997 | 570.497 | 168.0922 | 929.0268 | c4 | h22 | 0 | 0.237 | 0.831 | 0 | 0.198 | 0.648 | 0 | 0.229 | 0.5915 | 0 | 0.38 | 0.835 | 0 | 0.597 | 0.55117 | 0 | 0.365 | 0.862 | 0 | 0.365 | 0.3015 | 0 | 0.302 | 0.27133 | 0 | 0.375 | 0.7115 | 0 | 0.512 | 0.91233 | 0 | 0.439 | 0.01 | 0 | 0.387 | 0.811 | 0 | 0.413 | 0.897 | c4 | h22 | 5.724 | 6.785 | 4.507 | 4.531 | 6.357 | 8.069 | 4.898 | 7.764 | 7.447 | 6.126 | 6.65 | 6.191 | 6.165
c4 | h23 | 34.933 | 33.6076 | 26.491 | 26.491 | 26.491 | 42.4042 | c4 | h23 | 28860 | c4 | h23 | 4945.5114 | 5759.6038 | 2208.7375 | 1944.1213 | 6212.2788 | 6582.935 | 4236.1824 | 6189.331 | 3923.907 | 1954.1952 | 5082.3782 | 380.8145 | 1446.7163 | c4 | h23 | 439.3873 | 396.4456 | 254.5219 | 82.2765 | 793.5732 | 592.7268 | 695.7544 | 565.1998 | 240.3244 | 353.2352 | 599.2179 | 77.9738 | 240.71 | c4 | h23 | 499.5863 | 995.579 | 930.8403 | 736.4713 | 335.6945 | 1342.83 | 801.3 | 602.7109 | 556.6339 | 313.9837 | 499.9356 | 147.3018 | 814.1209 | c4 | h23 | 0 | 0.281 | 0.839 | 0 | 0.218 | 0.658 | 0 | 0.232 | 0.602 | 0 | 0.385 | 0.857 | 0 | 0.586 | 0.59417 | 0 | 0.302 | 0.899 | 0 | 0.302 | 0.2565 | 0 | 0.314 | 0.34933 | 0 | 0.41 | 0.701 | 0 | 0.494 | 0.91733 | 0 | 0.404 | 0.01 | 0 | 0.396 | 0.82667 | 0 | 0.406 | 0.907 | c4 | h23 | 5.476 | 5.923 | 3.768 | 4.335 | 5.992 | 7.935 | 4.107 | 7.707 | 7.167 | 5.758 | 6.647 | 6.075 | 6.062
c4 | h24 | 33.3121 | 28.3482 | 26.3644 | 26.1955 | 26.1955 | 30.7289 | c4 | h24 | 27046 | c4 | h24 | 3186.7414 | 3580.3039 | 1295.1425 | 1089.396 | 4251.945 | 4202.3847 | 2966.1537 | 3787.7126 | 2398.9759 | 1036.4347 | 3154.1808 | 212.0631 | 377.643 | c4 | h24 | 401.8595 | 410.7063 | 263.6773 | 85.2361 | 725.7947 | 614.0479 | 720.7815 | 516.9265 | 219.7985 | 365.9415 | 620.7725 | 80.7786 | 249.3687 | c4 | h24 | 437.3233 | 902.8975 | 844.1855 | 667.9109 | 293.8572 | 1217.8218 | 726.7045 | 527.5956 | 487.2611 | 284.754 | 453.395 | 133.589 | 738.3319 | c4 | h24 | 0 | 0.318 | 0.8305 | 0 | 0.224 | 0.6835 | 0 | 0.266 | 0.636 | 0 | 0.366 | 0.87467 | 0 | 0.594 | 0.63825 | 0 | 0.243 | 0.893 | 0 | 0.243 | 0.181 | 0 | 0.333 | 0.446 | 0 | 0.416 | 0.703 | 0 | 0.454 | 0.906 | 0 | 0.357 | 0.01 | 0 | 0.403 | 0.82867 | 0 | 0.388 | 0.899 | c4 | h24 | 5.167 | 4.9 | 3.414 | 3.865 | 5.657 | 7.843 | 3.271 | 7.62 | 6.727 | 5.306 | 6.638 | 6.047 | 5.981
c5 | h1 | 27.56 | 20.7123 | 23.5514 | 43.1996 | 39.763 | 29.7581 | c5 | h1 | 25272.5 | c5 | h1 | 486.5346 | 723.21 | 137.0964 | 95.7111 | 913.5955 | 852.0906 | 361.6629 | 542.79 | 357.9079 | 420.8846 | 653.8689 | 118.217 | 70.8254 | c5 | h1 | 222.7462 | 211.5227 | 130.6112 | 40.7833 | 402.9715 | 292.9996 | 278.3159 | 245.2237 | 118.7259 | 180.9905 | 262.3204 | 38.9041 | 130.9971 | c5 | h1 | 380.1864 | 828.8699 | 653.5669 | 675.4452 | 124.5782 | 1028.4877 | 607.6696 | 716.108 | 326.8337 | 197.7382 | 445.1101 | 105.1643 | 730.2632 | c5 | h1 | 0 | 0.112 | 0.3705 | 0 | 0.025 | 0.256 | 0 | 0.193 | 0.1685 | 0 | 0.205 | 0.30467 | 0 | 0.231 | 0.42542 | 0 | 0.158 | 0.37 | 0 | 0.169 | 0.0825 | 0 | 0.353 | 0.48033 | 0 | 0.32 | 0.694 | 0 | 0.32 | 0.50533 | 0 | 0.289 | 0.1 | 0 | 0.168 | 0.39567 | 0 | 0.085 | 0.14 | c5 | h1 | 16.191 | 14.751 | 11.766 | 9.304 | 16.093 | 11.83 | 8.083 | 16.01 | 15.895 | 15.893 | 15.72 | 11.814 | 14.375
c5 | h2 | 27.546 | 18 | 25.6156 | 43.2084 | 37.4661 | 42.263 | c5 | h2 | 24572.5 | c5 | h2 | 260.0559 | 436.862 | 119.2238 | 161.7055 | 495.6988 | 443.6608 | 236.4309 | 369.0014 | 164.4106 | 247.6911 | 291.3432 | 119.9538 | 105.513 | c5 | h2 | 263.6748 | 250.3891 | 154.6104 | 47.1747 | 477.0157 | 346.837 | 321.9326 | 290.2825 | 140.5412 | 214.2467 | 303.4303 | 46.0525 | 155.0672 | c5 | h2 | 425.413 | 927.4716 | 731.3147 | 734.9034 | 139.3979 | 1150.8357 | 661.1616 | 801.2956 | 365.7135 | 221.261 | 484.2924 | 117.6745 | 817.1346 | c5 | h2 | 0 | 0.127 | 0.407 | 0 | 0.041 | 0.209 | 0 | 0.205 | 0.1405 | 0 | 0.232 | 0.33967 | 0 | 0.249 | 0.4475 | 0 | 0.186 | 0.436 | 0 | 0.181 | 0.09 | 0 | 0.379 | 0.488 | 0 | 0.314 | 0.7245 | 0 | 0.313 | 0.44667 | 0 | 0.268 | 0.1 | 0 | 0.201 | 0.416 | 0 | 0.13 | 0.226 | c5 | h2 | 16.025 | 14.277 | 11.646 | 8.68 | 15.815 | 11.655 | 7.903 | 15.929 | 15.74 | 15.737 | 15.444 | 11.46 | 14.07
c5 | h3 | 26.4892 | 19.8317 | 23.009 | 43.1289 | 37.3601 | 29.9483 | c5 | h3 | 24193.5 | c5 | h3 | 250.9952 | 394.7805 | 101.3511 | 140.4489 | 434.6235 | 342.8601 | 208.1523 | 399.8186 | 432.8725 | 234.9794 | 275.1685 | 66.9765 | 104.2398 | c5 | h3 | 245.5718 | 233.1982 | 143.9954 | 48.3921 | 444.2654 | 323.0243 | 330.2405 | 270.3527 | 130.8921 | 199.5372 | 311.2607 | 42.8907 | 144.4208 | c5 | h3 | 455.093 | 992.1789 | 782.3366 | 761.065 | 149.1234 | 1231.1266 | 684.6981 | 857.2 | 391.2284 | 236.6978 | 501.5325 | 125.8844 | 874.144 | c5 | h3 | 0 | 0.136 | 0.4395 | 0 | 0.072 | 0.1545 | 0 | 0.227 | 0.1335 | 0 | 0.263 | 0.39667 | 0 | 0.259 | 0.48042 | 0 | 0.227 | 0.504 | 0 | 0.201 | 0.1005 | 0 | 0.395 | 0.52133 | 0 | 0.302 | 0.728 | 0 | 0.3 | 0.37633 | 0 | 0.248 | 0.1 | 0 | 0.241 | 0.441 | 0 | 0.182 | 0.351 | c5 | h3 | 15.861 | 13.916 | 11.648 | 8.018 | 15.588 | 11.474 | 7.704 | 15.859 | 15.581 | 15.573 | 15.239 | 11.105 | 13.902
c5 | h4 | 26.4892 | 25.7988 | 25.7988 | 43.1024 | 37.4573 | 25.7988 | c5 | h4 | 24048.5 | c5 | h4 | 255.0479 | 541.3951 | 79.8319 | 110.0166 | 342.8642 | 403.7608 | 172.9337 | 400.9704 | 409.4679 | 216.7495 | 226.2887 | 45.9053 | 102.9665 | c5 | h4 | 243.9976 | 231.7034 | 143.0723 | 54.327 | 441.4175 | 320.9537 | 370.7417 | 268.6196 | 130.0531 | 198.2581 | 349.4342 | 42.6158 | 143.495 | c5 | h4 | 503.1463 | 1096.9431 | 864.9436 | 834.7932 | 164.8693 | 1361.1213 | 751.0282 | 947.7118 | 432.5383 | 261.6907 | 550.1185 | 139.1765 | 966.4449 | c5 | h4 | 0 | 0.137 | 0.444 | 0 | 0.118 | 0.1065 | 0 | 0.225 | 0.1415 | 0 | 0.257 | 0.45333 | 0 | 0.252 | 0.48567 | 0 | 0.261 | 0.537 | 0 | 0.217 | 0.1085 | 0 | 0.39 | 0.52733 | 0 | 0.265 | 0.7005 | 0 | 0.264 | 0.31967 | 0 | 0.208 | 0.1 | 0 | 0.264 | 0.44733 | 0 | 0.227 | 0.483 | c5 | h4 | 15.693 | 13.546 | 11.305 | 7.615 | 15.385 | 11.284 | 7.454 | 15.793 | 15.445 | 15.435 | 14.936 | 10.817 | 13.464
c5 | h5 | 26.4892 | 31.6461 | 31.6461 | 43.2261 | 36.6534 | 31.6461 | c5 | h5 | 24461 | c5 | h5 | 102.6076 | 180.0512 | 212.4085 | 86.7247 | 175.9412 | 180.3639 | 337.3677 | 392.2608 | 261.6024 | 118.8212 | 124.5329 | 68.8734 | 114.9993 | c5 | h5 | 336.8741 | 319.9001 | 197.5321 | 74.8708 | 609.441 | 443.1231 | 510.9382 | 370.8684 | 179.5572 | 273.7241 | 481.5732 | 58.8372 | 198.1157 | c5 | h5 | 589.3595 | 1284.9025 | 1013.1502 | 958.4662 | 193.1194 | 1594.3472 | 862.2917 | 1110.1006 | 506.653 | 306.531 | 631.6175 | 163.0241 | 1132.0437 | c5 | h5 | 0.007 | 0.134 | 0.425 | 0.002 | 0.171 | 0.0845 | 0.005 | 0.202 | 0.149 | 0.014 | 0.227 | 0.46233 | 0.008 | 0.223 | 0.47283 | 0.006 | 0.277 | 0.526 | 0.006 | 0.223 | 0.1185 | 0.008 | 0.353 | 0.52067 | 0.005 | 0.223 | 0.6295 | 0.005 | 0.221 | 0.27233 | 0.002 | 0.166 | 0.1 | 0.001 | 0.257 | 0.436 | 0.001 | 0.264 | 0.579 | c5 | h5 | 15.758 | 13.088 | 11.015 | 7.744 | 15.455 | 11.207 | 7.386 | 15.866 | 15.396 | 15.382 | 14.703 | 10.654 | 12.843
c5 | h6 | 26.9471 | 37.5498 | 39.3252 | 43.9328 | 43.9328 | 37.9162 | c5 | h6 | 27503 | c5 | h6 | 67.3275 | 264.5098 | 344.9852 | 101.5653 | 81.3861 | 84.4974 | 501.8016 | 937.0854 | 615.9479 | 107.1636 | 70.3697 | 62.7784 | 79.0207 | c5 | h6 | 411.6476 | 390.906 | 241.3768 | 87.8058 | 744.7141 | 541.4799 | 599.21 | 453.1873 | 219.4121 | 334.4806 | 564.7718 | 71.8969 | 242.09 | c5 | h6 | 725.0394 | 1580.7074 | 1246.3934 | 1105.9226 | 237.5786 | 1961.3911 | 994.9519 | 1365.6633 | 623.2925 | 377.0993 | 728.7895 | 200.5549 | 1392.658 | c5 | h6 | 0.049 | 0.113 | 0.3595 | 0.025 | 0.219 | 0.07 | 0.038 | 0.168 | 0.1425 | 0.044 | 0.19 | 0.41067 | 0.053 | 0.162 | 0.43275 | 0.05 | 0.24 | 0.444 | 0.043 | 0.221 | 0.134 | 0.053 | 0.278 | 0.506 | 0.049 | 0.146 | 0.5245 | 0.049 | 0.144 | 0.23233 | 0.045 | 0.105 | 0.1 | 0.03 | 0.214 | 0.39433 | 0.031 | 0.274 | 0.599 | c5 | h6 | 16.333 | 12.893 | 11.176 | 8.681 | 16.092 | 11.655 | 7.544 | 16.317 | 16.027 | 16.014 | 15.6 | 11.019 | 12.532
c5 | h7 | 28.025 | 38.05 | 38.05 | 44.9222 | 44.9222 | 38.05 | c5 | h7 | 32788.5 | c5 | h7 | 57.6698 | 72.8411 | 287.1746 | 261.9191 | 252.0552 | 961.1449 | 1303.1183 | 1929.1966 | 1422.7018 | 65.7614 | 604.6721 | 90.7088 | 267.3807 | c5 | h7 | 660.3678 | 627.0939 | 387.2183 | 117.3281 | 1194.6751 | 868.6455 | 800.6775 | 727.006 | 351.9824 | 536.576 | 754.6605 | 115.3375 | 388.3623 | c5 | h7 | 890.3993 | 1941.2196 | 1530.6586 | 1277.1622 | 291.7631 | 2408.7259 | 1149.009 | 1677.1304 | 765.4469 | 463.1044 | 841.6343 | 246.2955 | 1710.2818 | c5 | h7 | 0.123 | 0.112 | 0.3 | 0.063 | 0.242 | 0.049 | 0.11 | 0.165 | 0.1635 | 0.159 | 0.221 | 0.41867 | 0.139 | 0.154 | 0.398 | 0.147 | 0.253 | 0.428 | 0.134 | 0.201 | 0.14 | 0.138 | 0.248 | 0.496 | 0.131 | 0.115 | 0.472 | 0.131 | 0.113 | 0.21367 | 0.122 | 0.067 | 0.1 | 0.092 | 0.225 | 0.35267 | 0.101 | 0.274 | 0.566 | c5 | h7 | 17.07 | 12.977 | 12.113 | 10.185 | 17.127 | 12.502 | 8.001 | 17.074 | 16.971 | 16.953 | 16.331 | 11.736 | 12.647
c5 | h8 | 38.7405 | 41.2978 | 41.2978 | 45.6025 | 45.6025 | 41.2978 | c5 | h8 | 35451 | c5 | h8 | 1396.1578 | 1450.8194 | 710.8791 | 419.3373 | 1678.8371 | 1275.0355 | 1818.6304 | 2275.268 | 1698.9445 | 984.2458 | 1138.9744 | 137.1186 | 455.7406 | c5 | h8 | 539.156 | 511.9897 | 316.1437 | 103.6322 | 975.3903 | 709.2041 | 707.2132 | 593.5627 | 287.3754 | 438.0865 | 666.5678 | 94.1671 | 317.0777 | c5 | h8 | 917.2526 | 1999.7643 | 1576.8213 | 1353.2687 | 300.5623 | 2481.37 | 1217.4788 | 1727.7105 | 788.5318 | 477.071 | 891.7876 | 253.7234 | 1761.8617 | c5 | h8 | 0.23 | 0.154 | 0.265 | 0.138 | 0.283 | 0.0915 | 0.239 | 0.194 | 0.218 | 0.329 | 0.231 | 0.43133 | 0.248 | 0.162 | 0.38783 | 0.316 | 0.291 | 0.425 | 0.27 | 0.169 | 0.1355 | 0.251 | 0.248 | 0.51067 | 0.231 | 0.114 | 0.4475 | 0.23 | 0.113 | 0.216 | 0.224 | 0.074 | 0.1 | 0.189 | 0.233 | 0.30533 | 0.231 | 0.276 | 0.549 | c5 | h8 | 18.085 | 13.525 | 13.837 | 11.69 | 18.456 | 13.438 | 8.84 | 18.148 | 18.107 | 18.076 | 17.023 | 12.685 | 13.336
c5 | h9 | 43.7776 | 40.7342 | 40.7342 | 46.2386 | 46.2386 | 40.7342 | c5 | h9 | 35979.5 | c5 | h9 | 1712.4039 | 1956.2619 | 637.9501 | 765.5448 | 2323.5799 | 2139.3155 | 1606.9324 | 1717.3824 | 1253.5385 | 1403.2663 | 1671.361 | 183.5283 | 842.4894 | c5 | h9 | 432.1119 | 410.3392 | 253.3765 | 90.8494 | 781.7362 | 568.3986 | 619.9798 | 475.7167 | 230.3198 | 351.1087 | 584.348 | 75.4711 | 254.1251 | c5 | h9 | 815.4927 | 1777.9106 | 1401.8889 | 1319.9721 | 267.218 | 2206.0871 | 1187.5233 | 1536.0385 | 701.0522 | 424.1448 | 869.8455 | 225.5754 | 1566.4009 | c5 | h9 | 0.299 | 0.21 | 0.2695 | 0.263 | 0.303 | 0.266 | 0.449 | 0.206 | 0.269 | 0.487 | 0.204 | 0.41567 | 0.356 | 0.162 | 0.39492 | 0.479 | 0.305 | 0.419 | 0.403 | 0.136 | 0.127 | 0.345 | 0.238 | 0.52033 | 0.324 | 0.111 | 0.4135 | 0.323 | 0.111 | 0.219 | 0.308 | 0.092 | 0.1 | 0.32 | 0.226 | 0.27667 | 0.361 | 0.243 | 0.516 | c5 | h9 | 18.857 | 14.613 | 15.514 | 12.873 | 19.704 | 14.275 | 9.88 | 19.252 | 19.188 | 19.142 | 17.537 | 13.737 | 14.366
c5 | h10 | 37.9091 | 41.7698 | 41.7698 | 46.2651 | 46.2651 | 41.7698 | c5 | h10 | 35595 | c5 | h10 | 1302.6908 | 1653.2813 | 467.959 | 629.793 | 1886.9005 | 1842.2222 | 1353.6417 | 1275.4466 | 948.2828 | 1043.3817 | 1490.2642 | 174.658 | 1008.5165 | c5 | h10 | 373.8673 | 355.0293 | 219.2237 | 79.7405 | 676.3655 | 491.7838 | 544.1699 | 411.5946 | 199.2749 | 303.7826 | 512.895 | 65.2983 | 219.8714 | c5 | h10 | 760.3727 | 1657.7399 | 1307.1338 | 1234.3523 | 249.1565 | 2056.9755 | 1110.4948 | 1432.2161 | 653.6674 | 395.4764 | 813.4231 | 210.3285 | 1460.5264 | c5 | h10 | 0.371 | 0.27 | 0.35 | 0.426 | 0.28 | 0.4815 | 0.59 | 0.208 | 0.3125 | 0.626 | 0.195 | 0.40567 | 0.459 | 0.163 | 0.43667 | 0.612 | 0.315 | 0.432 | 0.569 | 0.118 | 0.118 | 0.467 | 0.237 | 0.52333 | 0.441 | 0.11 | 0.396 | 0.442 | 0.109 | 0.22133 | 0.415 | 0.1 | 0.1 | 0.435 | 0.218 | 0.30133 | 0.52 | 0.195 | 0.467 | c5 | h10 | 19.142 | 16.216 | 16.747 | 13.854 | 20.656 | 14.92 | 11.077 | 20.313 | 20.215 | 20.168 | 18.027 | 14.635 | 15.652
c5 | h11 | 38.205 | 36.8594 | 36.8594 | 46.2651 | 46.2651 | 36.8594 | c5 | h11 | 35107.5 | c5 | h11 | 867.5734 | 1161.1725 | 317.0892 | 345.0221 | 1430.8907 | 1278.8725 | 1096.9125 | 1175.9608 | 841.818 | 744.7834 | 1074.008 | 90.326 | 846.2682 | c5 | h11 | 425.9726 | 404.5092 | 249.7766 | 82.1905 | 770.6295 | 560.323 | 560.8896 | 468.9579 | 227.0475 | 346.1203 | 528.6538 | 74.3989 | 250.5145 | c5 | h11 | 689.7061 | 1503.6748 | 1185.653 | 1158.2458 | 226.0007 | 1865.8068 | 1042.0249 | 1299.1105 | 592.9176 | 358.7221 | 763.2698 | 190.7813 | 1324.7897 | c5 | h11 | 0.458 | 0.294 | 0.498 | 0.637 | 0.253 | 0.571 | 0.695 | 0.217 | 0.3535 | 0.715 | 0.205 | 0.40567 | 0.54 | 0.158 | 0.505 | 0.705 | 0.33 | 0.451 | 0.679 | 0.106 | 0.1075 | 0.534 | 0.237 | 0.512 | 0.545 | 0.105 | 0.388 | 0.543 | 0.104 | 0.23 | 0.438 | 0.096 | 0.1 | 0.595 | 0.211 | 0.35667 | 0.632 | 0.156 | 0.415 | c5 | h11 | 19.342 | 17.933 | 17.641 | 14.75 | 21.331 | 15.398 | 12.217 | 20.995 | 21.24 | 21.186 | 18.402 | 15.316 | 16.777
c5 | h12 | 38.0219 | 33.1045 | 33.1045 | 45.8852 | 45.8852 | 33.1045 | c5 | h12 | 34595.5 | c5 | h12 | 820.1499 | 948.9858 | 216.1502 | 164.5481 | 1267.1267 | 1034.0769 | 882.2977 | 1108.1811 | 776.3573 | 572.8926 | 899.7037 | 53.5064 | 795.5945 | c5 | h12 | 460.9509 | 437.725 | 270.2867 | 84.149 | 833.9089 | 606.3332 | 574.255 | 507.4658 | 245.6913 | 374.5415 | 541.2511 | 80.508 | 271.0852 | c5 | h12 | 633.1728 | 1380.4228 | 1088.4683 | 1063.1127 | 207.476 | 1712.8718 | 956.4377 | 1192.626 | 544.3178 | 329.3187 | 700.5783 | 175.1434 | 1216.2004 | c5 | h12 | 0.525 | 0.273 | 0.5605 | 0.718 | 0.261 | 0.5765 | 0.74 | 0.224 | 0.388 | 0.759 | 0.221 | 0.411 | 0.6 | 0.147 | 0.52058 | 0.754 | 0.341 | 0.467 | 0.722 | 0.102 | 0.0955 | 0.557 | 0.229 | 0.48067 | 0.596 | 0.099 | 0.383 | 0.595 | 0.098 | 0.24267 | 0.496 | 0.093 | 0.1 | 0.672 | 0.211 | 0.399 | 0.687 | 0.145 | 0.39 | c5 | h12 | 19.862 | 19.13 | 18.251 | 15.551 | 21.974 | 15.759 | 13.073 | 21.443 | 22.143 | 22.088 | 18.927 | 15.808 | 17.476
c5 | h13 | 37.7048 | 32.4563 | 32.4563 | 45.7703 | 45.7703 | 32.4563 | c5 | h13 | 33882 | c5 | h13 | 764.024 | 827.5882 | 177.8058 | 172.9988 | 1256.3699 | 960.3163 | 900.4293 | 1158.3809 | 754.5668 | 544.0236 | 948.9193 | 37.5681 | 700.8865 | c5 | h13 | 479.9984 | 455.8128 | 281.4556 | 77.7044 | 868.3679 | 631.3883 | 530.2749 | 528.4355 | 255.8438 | 390.0185 | 499.7986 | 83.8348 | 282.2871 | c5 | h13 | 585.1195 | 1275.6586 | 1005.8614 | 1029.8161 | 191.7301 | 1582.877 | 926.4821 | 1102.1142 | 503.008 | 304.3257 | 678.6362 | 161.8513 | 1123.8995 | c5 | h13 | 0.566 | 0.244 | 0.554 | 0.714 | 0.282 | 0.534 | 0.744 | 0.227 | 0.4015 | 0.761 | 0.233 | 0.41767 | 0.516 | 0.136 | 0.488 | 0.763 | 0.34 | 0.468 | 0.722 | 0.099 | 0.0845 | 0.536 | 0.214 | 0.422 | 0.595 | 0.096 | 0.3745 | 0.595 | 0.095 | 0.261 | 0.512 | 0.09 | 0.1 | 0.667 | 0.208 | 0.40667 | 0.699 | 0.149 | 0.405 | c5 | h13 | 20.542 | 19.739 | 18.721 | 16.219 | 22.135 | 15.98 | 13.641 | 21.705 | 22.842 | 22.79 | 19.459 | 16.073 | 17.806
c5 | h14 | 36.9792 | 31.8645 | 31.8645 | 45.629 | 45.629 | 31.8645 | c5 | h14 | 33380.5 | c5 | h14 | 907.1872 | 983.8712 | 195.901 | 146.793 | 1454.5725 | 1084.6464 | 823.9517 | 1126.1801 | 679.7575 | 603.7833 | 1000.325 | 21.6893 | 534.2217 | c5 | h14 | 413.332 | 392.5055 | 242.3645 | 74.2058 | 747.7613 | 543.6955 | 506.3999 | 455.0417 | 220.3099 | 335.8492 | 477.2958 | 72.1911 | 243.0806 | c5 | h14 | 551.1996 | 1201.7074 | 947.5506 | 975.1145 | 180.6153 | 1491.1161 | 877.2695 | 1038.2236 | 473.8481 | 286.6837 | 642.5886 | 152.4686 | 1058.7459 | c5 | h14 | 0.573 | 0.218 | 0.521 | 0.678 | 0.291 | 0.475 | 0.709 | 0.22 | 0.3925 | 0.723 | 0.238 | 0.421 | 0.491 | 0.125 | 0.43517 | 0.731 | 0.325 | 0.461 | 0.664 | 0.096 | 0.0745 | 0.479 | 0.193 | 0.34933 | 0.585 | 0.091 | 0.353 | 0.585 | 0.09 | 0.28967 | 0.48 | 0.089 | 0.1 | 0.651 | 0.201 | 0.39033 | 0.692 | 0.157 | 0.441 | c5 | h14 | 21.127 | 19.95 | 19.064 | 16.689 | 22.365 | 16.105 | 13.778 | 21.799 | 23.37 | 23.323 | 19.765 | 16.155 | 17.949
c5 | h15 | 38.2825 | 32.0829 | 32.0829 | 45.9647 | 45.9647 | 32.0829 | c5 | h15 | 33459 | c5 | h15 | 733.5118 | 1003.9082 | 177.857 | 158.2752 | 1438.3511 | 1062.3461 | 816.6141 | 1002.979 | 639.873 | 556.9213 | 793.6005 | 34.9597 | 386.6415 | c5 | h15 | 370.9512 | 352.2601 | 217.5138 | 64.7229 | 671.0899 | 487.9479 | 441.6863 | 408.3842 | 197.7206 | 301.4131 | 416.3014 | 64.789 | 218.1564 | c5 | h15 | 524.3462 | 1143.1626 | 901.3878 | 958.4662 | 171.8161 | 1418.4719 | 862.2917 | 987.6434 | 450.7632 | 272.717 | 631.6175 | 145.0407 | 1007.1659 | c5 | h15 | 0.485 | 0.187 | 0.4665 | 0.616 | 0.284 | 0.41 | 0.634 | 0.205 | 0.3715 | 0.618 | 0.238 | 0.41967 | 0.388 | 0.11 | 0.36958 | 0.657 | 0.309 | 0.449 | 0.605 | 0.091 | 0.061 | 0.401 | 0.159 | 0.27267 | 0.51 | 0.081 | 0.3095 | 0.511 | 0.081 | 0.31867 | 0.422 | 0.09 | 0.1 | 0.601 | 0.192 | 0.35967 | 0.624 | 0.163 | 0.477 | c5 | h15 | 21.302 | 19.826 | 19.223 | 16.844 | 22.178 | 16.095 | 13.72 | 21.76 | 23.487 | 23.442 | 19.943 | 16.053 | 17.851
c5 | h16 | 40.4101 | 35.1827 | 35.1827 | 46.3534 | 46.3534 | 35.1827 | c5 | h16 | 34883.5 | c5 | h16 | 848.1064 | 1004.0383 | 324.4826 | 134.913 | 1332.1445 | 1100.4831 | 839.8642 | 1035.9806 | 759.6255 | 584.653 | 683.6751 | 50.9326 | 408.7186 | c5 | h16 | 320.9513 | 304.7796 | 188.1955 | 68.4977 | 580.6349 | 422.1783 | 467.4461 | 353.3388 | 171.0702 | 260.7862 | 440.5808 | 56.0562 | 188.7515 | c5 | h16 | 528.5862 | 1152.4065 | 908.6767 | 948.9529 | 173.2054 | 1429.9421 | 853.733 | 995.6298 | 454.4082 | 274.9223 | 625.3484 | 146.2135 | 1015.3101 | c5 | h16 | 0.376 | 0.163 | 0.3955 | 0.507 | 0.267 | 0.3475 | 0.52 | 0.183 | 0.342 | 0.521 | 0.223 | 0.396 | 0.311 | 0.096 | 0.30208 | 0.544 | 0.279 | 0.403 | 0.496 | 0.08 | 0.0455 | 0.344 | 0.123 | 0.20867 | 0.399 | 0.075 | 0.2665 | 0.4 | 0.076 | 0.341 | 0.338 | 0.093 | 0.1 | 0.5 | 0.174 | 0.30667 | 0.53 | 0.159 | 0.482 | c5 | h16 | 21.259 | 19.38 | 19.186 | 16.802 | 21.986 | 15.952 | 13.477 | 21.7 | 23.317 | 23.27 | 19.948 | 15.795 | 17.671
c5 | h17 | 44.3553 | 39.7056 | 39.7056 | 46.91 | 45.6908 | 39.7056 | c5 | h17 | 35595.5 | c5 | h17 | 964.9583 | 1107.0066 | 692.2351 | 265.2938 | 1437.2332 | 1275.9613 | 1261.5799 | 1940.4373 | 1443.8509 | 616.4512 | 901.4331 | 75.1733 | 848.5424 | c5 | h17 | 259.7394 | 246.652 | 152.3028 | 52.5009 | 469.8961 | 341.6603 | 358.2798 | 285.9499 | 138.4436 | 211.049 | 337.6885 | 45.3652 | 152.7528 | c5 | h17 | 501.7329 | 1093.8618 | 862.514 | 977.4928 | 164.4062 | 1357.2979 | 879.4091 | 945.0497 | 431.3233 | 260.9556 | 644.1559 | 138.7855 | 963.7302 | c5 | h17 | 0.236 | 0.148 | 0.3335 | 0.367 | 0.229 | 0.2965 | 0.373 | 0.146 | 0.306 | 0.309 | 0.198 | 0.36033 | 0.215 | 0.091 | 0.24792 | 0.395 | 0.233 | 0.341 | 0.355 | 0.068 | 0.0305 | 0.237 | 0.089 | 0.16233 | 0.276 | 0.076 | 0.2335 | 0.276 | 0.076 | 0.37633 | 0.252 | 0.091 | 0.1 | 0.372 | 0.148 | 0.25467 | 0.393 | 0.141 | 0.439 | c5 | h17 | 20.908 | 18.702 | 18.866 | 16.22 | 21.584 | 15.661 | 13.056 | 21.393 | 22.856 | 22.807 | 19.736 | 15.373 | 17.349
c5 | h18 | 44.3553 | 41.6712 | 41.6712 | 47.9259 | 47.9259 | 41.6712 | c5 | h18 | 35389.5 | c5 | h18 | 1454.1013 | 1577.1961 | 769.5273 | 550.0026 | 1846.3342 | 1758.2883 | 1704.3062 | 2271.9026 | 1651.9311 | 1022.7247 | 1273.3255 | 86.1223 | 1020.8099 | c5 | h18 | 295.1584 | 280.2863 | 173.0714 | 55.5444 | 533.9728 | 388.2504 | 379.0496 | 324.9431 | 157.3223 | 239.8284 | 357.2647 | 51.5513 | 173.5827 | c5 | h18 | 517.2796 | 1127.7561 | 889.2397 | 982.2495 | 169.5005 | 1399.3551 | 883.6885 | 974.3329 | 444.6882 | 269.0416 | 647.2904 | 143.0859 | 993.5923 | c5 | h18 | 0.129 | 0.128 | 0.275 | 0.204 | 0.184 | 0.244 | 0.208 | 0.114 | 0.2735 | 0.182 | 0.173 | 0.333 | 0.122 | 0.09 | 0.21317 | 0.213 | 0.194 | 0.288 | 0.216 | 0.054 | 0.019 | 0.112 | 0.061 | 0.15133 | 0.158 | 0.077 | 0.2 | 0.159 | 0.078 | 0.43067 | 0.171 | 0.086 | 0.1 | 0.214 | 0.128 | 0.21033 | 0.23 | 0.122 | 0.415 | c5 | h18 | 20.29 | 17.833 | 18.297 | 15.566 | 20.948 | 15.113 | 12.534 | 20.727 | 22.096 | 22.048 | 19.332 | 14.688 | 16.823
c5 | h19 | 43.9608 | 38.7264 | 38.7264 | 48.2439 | 49.2775 | 38.7264 | c5 | h19 | 34762.5 | c5 | h19 | 1789.7221 | 2000.452 | 856.9186 | 708.7563 | 2227.5938 | 2182.5326 | 1665.4024 | 2383.8809 | 1734.1271 | 1350.7883 | 1628.0406 | 162.7166 | 1119.3021 | c5 | h19 | 256.591 | 243.6622 | 150.4567 | 54.0226 | 464.2004 | 337.519 | 368.6647 | 282.4839 | 136.7655 | 208.4908 | 347.4766 | 44.8153 | 150.9012 | c5 | h19 | 531.4129 | 1158.5691 | 913.5359 | 1006.0328 | 174.1317 | 1437.5888 | 905.0853 | 1000.954 | 456.8382 | 276.3924 | 662.9633 | 146.9954 | 1020.7396 | c5 | h19 | 0.057 | 0.11 | 0.2265 | 0.061 | 0.152 | 0.208 | 0.067 | 0.089 | 0.251 | 0.072 | 0.134 | 0.29633 | 0.055 | 0.101 | 0.19208 | 0.074 | 0.167 | 0.246 | 0.091 | 0.038 | 0.0145 | 0.044 | 0.039 | 0.15767 | 0.063 | 0.088 | 0.164 | 0.063 | 0.09 | 0.46767 | 0.074 | 0.093 | 0.1 | 0.068 | 0.115 | 0.183 | 0.078 | 0.14 | 0.439 | c5 | h19 | 19.265 | 16.599 | 17.201 | 14.624 | 19.985 | 14.295 | 11.817 | 19.853 | 20.997 | 20.952 | 18.637 | 13.689 | 15.901
c5 | h20 | 32.6043 | 36.8735 | 36.8735 | 48.4736 | 49.3836 | 36.8735 | c5 | h20 | 34037.5 | c5 | h20 | 1857.5049 | 2111.9386 | 914.7476 | 910.7378 | 2593.5509 | 2393.3216 | 1759.7843 | 2201.0287 | 1567.6549 | 1464.9438 | 1831.1447 | 227.401 | 1310.1213 | c5 | h20 | 177.4099 | 168.4708 | 104.0274 | 36.7506 | 320.9533 | 233.3644 | 250.7959 | 195.3125 | 94.5612 | 144.1528 | 236.382 | 30.9858 | 104.3348 | c5 | h20 | 575.2262 | 1254.0895 | 988.854 | 1001.2761 | 188.4883 | 1556.1134 | 900.806 | 1083.4795 | 494.503 | 299.1801 | 659.8288 | 159.1147 | 1104.8963 | c5 | h20 | 0.011 | 0.123 | 0.209 | 0.019 | 0.155 | 0.1895 | 0.016 | 0.075 | 0.229 | 0.021 | 0.111 | 0.28167 | 0.011 | 0.154 | 0.1815 | 0.023 | 0.169 | 0.241 | 0.03 | 0.028 | 0.0195 | 0.007 | 0.023 | 0.154 | 0.014 | 0.145 | 0.116 | 0.014 | 0.147 | 0.47433 | 0.018 | 0.134 | 0.1 | 0.02 | 0.123 | 0.192 | 0.023 | 0.199 | 0.497 | c5 | h20 | 17.234 | 14.161 | 15.504 | 13.24 | 17.976 | 12.668 | 11.01 | 18.367 | 18.871 | 18.827 | 17.113 | 11.848 | 13.932
c5 | h21 | 36.4579 | 38.0289 | 38.0289 | 48.615 | 49.8164 | 38.0289 | c5 | h21 | 33566.5 | c5 | h21 | 1645.6791 | 1898.3638 | 791.1557 | 857.3442 | 2503.05 | 2273.9495 | 1750.3592 | 1943.5638 | 1256.5901 | 1305.2383 | 1730.4573 | 291.5275 | 1076.9428 | c5 | h21 | 189.5311 | 179.9812 | 111.1349 | 35.0462 | 342.8817 | 249.3085 | 239.1647 | 208.6568 | 101.0219 | 154.0018 | 225.4193 | 33.1028 | 111.4632 | c5 | h21 | 578.0529 | 1260.2521 | 993.7133 | 991.7628 | 189.4145 | 1563.7602 | 892.2472 | 1088.8037 | 496.933 | 300.6503 | 653.5596 | 159.8966 | 1110.3258 | c5 | h21 | 0 | 0.145 | 0.2075 | 0 | 0.167 | 0.179 | 0 | 0.076 | 0.2215 | 0 | 0.101 | 0.276 | 0 | 0.237 | 0.18208 | 0 | 0.192 | 0.247 | 0.001 | 0.023 | 0.0335 | 0 | 0.019 | 0.15667 | 0 | 0.261 | 0.0825 | 0 | 0.264 | 0.47067 | 0 | 0.182 | 0.1 | 0 | 0.151 | 0.222 | 0 | 0.29 | 0.534 | c5 | h21 | 15.178 | 12.014 | 13.653 | 11.437 | 15.901 | 10.624 | 9.918 | 17.018 | 16.814 | 16.756 | 15.567 | 9.574 | 11.937
c5 | h22 | 33.8653 | 31.5123 | 31.5123 | 47.0513 | 47.0513 | 31.5123 | c5 | h22 | 31879.5 | c5 | h22 | 1457.2971 | 1846.743 | 684.3511 | 836.593 | 2346.092 | 2176.0574 | 1553.6945 | 1601.1577 | 978.9759 | 1125.2191 | 1615.2852 | 247.3146 | 767.3485 | c5 | h22 | 172.4512 | 163.762 | 101.1198 | 33.4484 | 311.9825 | 226.8418 | 228.2606 | 189.8534 | 91.9182 | 140.1237 | 215.1419 | 30.1197 | 101.4186 | c5 | h22 | 565.3329 | 1232.5204 | 971.8467 | 927.548 | 185.2464 | 1529.3498 | 834.4758 | 1064.8447 | 485.998 | 294.0345 | 611.2428 | 156.3781 | 1085.8932 | c5 | h22 | 0 | 0.155 | 0.1795 | 0 | 0.153 | 0.1605 | 0 | 0.086 | 0.2115 | 0 | 0.094 | 0.243 | 0 | 0.279 | 0.17642 | 0 | 0.169 | 0.213 | 0 | 0.017 | 0.059 | 0 | 0.038 | 0.17333 | 0 | 0.333 | 0.0765 | 0 | 0.335 | 0.431 | 0 | 0.196 | 0.1 | 0 | 0.138 | 0.22033 | 0 | 0.343 | 0.492 | c5 | h22 | 14.141 | 11.238 | 12.558 | 10.159 | 15.035 | 9.972 | 9.321 | 16.513 | 15.839 | 15.778 | 15.277 | 8.807 | 11.374
c5 | h23 | 36.4579 | 30.1737 | 34.7037 | 45.1519 | 44.6837 | 33.816 | c5 | h23 | 27821 | c5 | h23 | 1165.736 | 1635.3749 | 436.9431 | 701.6079 | 1934.1933 | 1966.7314 | 1234.7665 | 1195.2421 | 823.4591 | 978.9899 | 1444.6169 | 276.872 | 326.3568 | c5 | h23 | 164.7377 | 156.4371 | 96.5969 | 29.9331 | 298.028 | 216.6955 | 204.2714 | 181.3616 | 87.8068 | 133.8562 | 192.5314 | 28.7725 | 96.8823 | c5 | h23 | 496.0796 | 1081.5366 | 852.7955 | 801.4966 | 162.5538 | 1342.0044 | 721.0727 | 934.4012 | 426.4633 | 258.0153 | 528.1765 | 137.2218 | 952.8713 | c5 | h23 | 0 | 0.165 | 0.1485 | 0 | 0.119 | 0.1455 | 0 | 0.107 | 0.201 | 0 | 0.086 | 0.20333 | 0 | 0.272 | 0.18058 | 0 | 0.126 | 0.167 | 0 | 0.011 | 0.085 | 0 | 0.061 | 0.21267 | 0 | 0.327 | 0.065 | 0 | 0.328 | 0.359 | 0 | 0.214 | 0.1 | 0 | 0.105 | 0.208 | 0 | 0.337 | 0.455 | c5 | h23 | 13.289 | 10.769 | 11.398 | 9.426 | 14.245 | 9.622 | 9.08 | 16.257 | 15.158 | 15.105 | 14.807 | 8.346 | 11.179
c5 | h24 | 28.025 | 25.989 | 26.7146 | 43.2967 | 38.7383 | 26.5808 | c5 | h24 | 25581.5 | c5 | h24 | 857.8941 | 1367.0602 | 67.4217 | 437.075 | 1485.1124 | 1488.1511 | 821.8329 | 718.0956 | 557.557 | 712.7276 | 1161.3647 | 227.7905 | 245.8847 | c5 | h24 | 161.432 | 153.2979 | 94.6585 | 27.3765 | 292.0475 | 212.3471 | 186.8247 | 177.7222 | 86.0448 | 131.1701 | 176.0874 | 28.1951 | 94.9382 | c5 | h24 | 395.733 | 862.7643 | 680.2927 | 701.6068 | 129.6725 | 1070.5449 | 631.2061 | 745.3913 | 340.1986 | 205.8242 | 462.3503 | 109.4647 | 760.1252 | c5 | h24 | 0 | 0.179 | 0.124 | 0 | 0.08 | 0.1265 | 0 | 0.109 | 0.201 | 0 | 0.079 | 0.16867 | 0 | 0.245 | 0.18933 | 0 | 0.084 | 0.123 | 0 | 0.007 | 0.0945 | 0 | 0.079 | 0.25467 | 0 | 0.294 | 0.054 | 0 | 0.295 | 0.287 | 0 | 0.234 | 0.1 | 0 | 0.089 | 0.20133 | 0 | 0.312 | 0.453 | c5 | h24 | 12.611 | 10.431 | 10.458 | 9.025 | 13.616 | 9.534 | 8.917 | 15.928 | 14.595 | 14.533 | 13.981 | 8.173 | 10.748
c6 | h1 | 26.3171 | 22.209 | 23.0381 | 26.2208 | 26.2208 | 30.4559 | c6 | h1 | 24197.5 | c6 | h1 | 895.1572 | 1178.362 | 441.0393 | 176.0228 | 1934.6982 | 1173.0514 | 612.7984 | 548.5553 | 502.1494 | 630.8123 | 1078.078 | 185.8733 | 169.5258 | c6 | h1 | 471.6123 | 424.0496 | 269.1996 | 93.8361 | 820.6617 | 566.1896 | 544.7992 | 567.3973 | 237.0005 | 349.7971 | 578.3684 | 70.766 | 233.7877 | c6 | h1 | 561.2708 | 705.6017 | 672.481 | 583.2173 | 93.7669 | 957.9957 | 590.8082 | 933.082 | 334.4064 | 210.4388 | 287.9335 | 98.9299 | 506.7817 | c6 | h1 | 0 | 0.395 | 0.578 | 0 | 0.269 | 0.634 | 0 | 0.252 | 0.4255 | 0 | 0.228 | 0.48933 | 0 | 0.343 | 0.65017 | 0 | 0.291 | 0.528 | 0 | 0.202 | 0.557 | 0 | 0.46 | 0.72233 | 0 | 0.398 | 0.725 | 0 | 0.398 | 0.76467 | 0 | 0.454 | 0.1 | 0 | 0.229 | 0.487 | 0 | 0.386 | 0.66 | c6 | h1 | 10.001 | 10.499 | 9.749 | 7.608 | 10.315 | 9.088 | 7.52 | 11.209 | 11.088 | 11.082 | 11.304 | 8.678 | 9.699
c6 | h2 | 26.2356 | 17.6488 | 22.8012 | 27.0432 | 26.2907 | 21.9425 | c6 | h2 | 24036.5 | c6 | h2 | 417.2632 | 673.3795 | 347.4019 | 370.0853 | 1266.9498 | 567.6586 | 344.1892 | 199.8981 | 245.68 | 321.8346 | 617.8274 | 114.8948 | 196.1528 | c6 | h2 | 545.5216 | 490.5051 | 311.3876 | 102.1914 | 949.2728 | 654.9209 | 630.1782 | 656.3177 | 274.1424 | 404.6161 | 669.0082 | 81.8562 | 270.4261 | c6 | h2 | 610.6784 | 767.7145 | 731.6783 | 606.546 | 102.021 | 1042.3263 | 642.816 | 1015.2195 | 363.8435 | 228.9634 | 313.2798 | 107.6385 | 551.3928 | c6 | h2 | 0 | 0.407 | 0.582 | 0 | 0.27 | 0.638 | 0 | 0.241 | 0.434 | 0 | 0.219 | 0.483 | 0 | 0.338 | 0.642 | 0 | 0.264 | 0.507 | 0 | 0.205 | 0.557 | 0 | 0.436 | 0.702 | 0 | 0.373 | 0.6945 | 0 | 0.373 | 0.75467 | 0 | 0.419 | 0.1 | 0 | 0.226 | 0.489 | 0 | 0.37 | 0.644 | c6 | h2 | 9.753 | 10.293 | 9.868 | 7.806 | 9.902 | 9.2 | 7.294 | 10.856 | 10.624 | 10.622 | 11.196 | 8.772 | 9.709
c6 | h3 | 26.2356 | 15.7684 | 17.782 | 30.604 | 31.3652 | 17.4859 | c6 | h3 | 23182 | c6 | h3 | 354.9445 | 595.4197 | 272.3957 | 263.4197 | 994.4172 | 419.8169 | 251.8471 | 509.2791 | 223.5523 | 190.3654 | 501.3038 | 72.3803 | 128.6536 | c6 | h3 | 559.5996 | 503.1633 | 319.4234 | 102.1914 | 973.7702 | 671.822 | 646.4409 | 673.255 | 281.217 | 415.0578 | 686.2729 | 83.9686 | 277.4048 | c6 | h3 | 632.4178 | 795.0442 | 757.7251 | 624.0425 | 105.6528 | 1079.4318 | 665.6994 | 1051.36 | 376.7959 | 237.1142 | 324.4322 | 111.4703 | 571.0217 | c6 | h3 | 0 | 0.408 | 0.589 | 0 | 0.277 | 0.6445 | 0 | 0.234 | 0.443 | 0 | 0.225 | 0.47567 | 0 | 0.352 | 0.63917 | 0 | 0.247 | 0.488 | 0 | 0.198 | 0.535 | 0 | 0.432 | 0.68933 | 0 | 0.342 | 0.686 | 0 | 0.341 | 0.743 | 0 | 0.379 | 0.1 | 0 | 0.227 | 0.491 | 0 | 0.362 | 0.631 | c6 | h3 | 9.495 | 9.87 | 9.889 | 8.112 | 9.569 | 9.401 | 7.044 | 10.593 | 9.802 | 9.808 | 11.04 | 9.016 | 9.751
c6 | h4 | 27.4577 | 16.5235 | 20.3731 | 35.4072 | 35.4072 | 19.5809 | c6 | h4 | 22733 | c6 | h4 | 272.1662 | 562.765 | 215.9041 | 197.515 | 793.226 | 246.361 | 547.1539 | 305.2788 | 197.6619 | 91.3929 | 466.0513 | 86.6744 | 143.0766 | c6 | h4 | 628.2298 | 564.872 | 358.598 | 116.6524 | 1093.1948 | 754.2153 | 725.7214 | 755.824 | 315.7059 | 465.9611 | 770.4385 | 94.2666 | 311.4262 | c6 | h4 | 693.6833 | 872.0641 | 831.1297 | 678.4761 | 115.8879 | 1184.0018 | 730.189 | 1153.2105 | 413.298 | 260.0846 | 355.8615 | 122.269 | 626.3394 | c6 | h4 | 0 | 0.396 | 0.5565 | 0 | 0.276 | 0.6405 | 0 | 0.221 | 0.4345 | 0 | 0.209 | 0.44067 | 0 | 0.347 | 0.61575 | 0 | 0.233 | 0.444 | 0 | 0.172 | 0.4965 | 0 | 0.433 | 0.675 | 0 | 0.343 | 0.6875 | 0 | 0.343 | 0.721 | 0 | 0.342 | 0.1 | 0 | 0.191 | 0.46733 | 0 | 0.349 | 0.628 | c6 | h4 | 9.149 | 9.197 | 9.754 | 8.389 | 8.896 | 9.504 | 6.842 | 10.234 | 9.167 | 9.162 | 10.826 | 9.118 | 9.756
c6 | h5 | 26.2356 | 18.3965 | 24.9333 | 37.577 | 37.577 | 23.7858 | c6 | h5 | 22942 | c6 | h5 | 999.8291 | 251.9192 | 198.2177 | 156.26 | 475.945 | 1260.4012 | 842.4606 | 88.6996 | 408.4944 | 511.9928 | 181.5039 | 100.9684 | 91.4582 | c6 | h5 | 865.7956 | 778.4791 | 494.2022 | 148.1453 | 1506.5879 | 1039.4228 | 1000.1538 | 1041.6398 | 435.0905 | 642.1649 | 1061.7807 | 129.9136 | 429.1924 | c6 | h5 | 796.4512 | 1001.2588 | 954.26 | 740.686 | 133.0565 | 1359.4094 | 838.3652 | 1324.0565 | 474.5273 | 298.6157 | 408.5818 | 140.3829 | 719.1304 | c6 | h5 | 0 | 0.39 | 0.53 | 0 | 0.274 | 0.64 | 0 | 0.227 | 0.441 | 0 | 0.187 | 0.41133 | 0 | 0.347 | 0.598 | 0 | 0.221 | 0.398 | 0 | 0.154 | 0.49 | 0 | 0.43 | 0.666 | 0 | 0.352 | 0.6705 | 0 | 0.353 | 0.71767 | 0 | 0.313 | 0.1 | 0 | 0.171 | 0.457 | 0 | 0.338 | 0.614 | c6 | h5 | 8.623 | 8.537 | 9.32 | 8.487 | 8.184 | 9.419 | 6.725 | 9.744 | 8.753 | 8.75 | 10.52 | 9.087 | 9.711
c6 | h6 | 28.3831 | 21.2614 | 31.6256 | 38.2244 | 38.2244 | 29.9822 | c6 | h6 | 24062 | c6 | h6 | 68.1639 | 401.7947 | 525.4323 | 171.2576 | 643.6163 | 1577.898 | 1271.913 | 353.0705 | 619.3269 | 537.9484 | 405.1758 | 81.3048 | 159.7915 | c6 | h6 | 1015.3741 | 912.9724 | 579.5827 | 160.9996 | 1766.8723 | 1218.9978 | 1172.9446 | 1221.5979 | 510.2586 | 753.108 | 1245.2185 | 152.3581 | 503.3415 | c6 | h6 | 918.9821 | 1155.2986 | 1101.0693 | 898.1547 | 153.5267 | 1568.5493 | 967.3444 | 1527.7575 | 547.5315 | 344.5565 | 471.4405 | 161.9803 | 829.7659 | c6 | h6 | 0 | 0.402 | 0.5425 | 0 | 0.282 | 0.652 | 0 | 0.228 | 0.4525 | 0 | 0.179 | 0.41133 | 0 | 0.364 | 0.60792 | 0 | 0.233 | 0.398 | 0 | 0.138 | 0.4925 | 0 | 0.437 | 0.67333 | 0 | 0.35 | 0.6725 | 0 | 0.351 | 0.718 | 0 | 0.341 | 0.1 | 0 | 0.181 | 0.45733 | 0 | 0.341 | 0.616 | c6 | h6 | 8.145 | 8.07 | 8.932 | 8.451 | 7.699 | 9.239 | 6.632 | 9.491 | 8.4 | 8.4 | 10.025 | 8.979 | 9.519
c6 | h7 | 26.6656 | 21.2022 | 29.6416 | 38.4344 | 38.4344 | 28.5534 | c6 | h7 | 24817 | c6 | h7 | 1508.605 | 1384.3084 | 186.8308 | 398.6098 | 282.9152 | 1156.5765 | 830.8964 | 3297.7397 | 2195.374 | 806.5298 | 1204.1536 | 99.7682 | 223.0762 | c6 | h7 | 1356.7651 | 1219.9337 | 774.4511 | 198.9197 | 2360.9334 | 1628.8515 | 1567.3142 | 1632.3257 | 681.8186 | 1006.3194 | 1663.8881 | 203.5842 | 672.5759 | c6 | h7 | 1061.2761 | 1334.1835 | 1271.5574 | 1026.4625 | 177.2986 | 1811.4215 | 1117.1268 | 1764.3135 | 632.3106 | 397.9072 | 544.4377 | 187.0611 | 958.2457 | c6 | h7 | 0.001 | 0.425 | 0.556 | 0 | 0.29 | 0.677 | 0 | 0.225 | 0.465 | 0 | 0.193 | 0.42167 | 0.001 | 0.382 | 0.6265 | 0 | 0.245 | 0.414 | 0 | 0.136 | 0.479 | 0.002 | 0.459 | 0.697 | 0 | 0.345 | 0.6915 | 0 | 0.345 | 0.707 | 0 | 0.356 | 0.1 | 0 | 0.186 | 0.45467 | 0 | 0.331 | 0.612 | c6 | h7 | 7.853 | 7.513 | 8.394 | 8.297 | 7.387 | 8.837 | 6.59 | 9.352 | 8.01 | 8 | 9.64 | 8.691 | 9.127
c6 | h8 | 26.747 | 23.1862 | 34.6682 | 38.2944 | 38.2944 | 33.3135 | c6 | h8 | 27605 | c6 | h8 | 2197.9911 | 1762.9601 | 1242.914 | 320.2675 | 2491.3048 | 1096.1488 | 2265.7742 | 5208.3 | 3443.4459 | 1266.6249 | 1444.5654 | 145.2379 | 55.7115 | c6 | h8 | 1198.3878 | 1077.529 | 684.0482 | 196.3488 | 2085.3381 | 1438.7132 | 1384.3593 | 1441.7819 | 602.2289 | 888.8502 | 1469.6599 | 179.8195 | 594.0651 | c6 | h8 | 1124.5179 | 1413.688 | 1347.3299 | 1057.5674 | 187.8639 | 1919.3647 | 1183.6967 | 1869.4495 | 669.9902 | 421.6186 | 576.8809 | 198.2081 | 1015.3479 | c6 | h8 | 0.086 | 0.386 | 0.566 | 0.083 | 0.268 | 0.6835 | 0.04 | 0.224 | 0.477 | 0.013 | 0.188 | 0.41767 | 0.109 | 0.328 | 0.63367 | 0.034 | 0.231 | 0.398 | 0.005 | 0.125 | 0.465 | 0.118 | 0.426 | 0.70133 | 0.077 | 0.31 | 0.6715 | 0.076 | 0.31 | 0.695 | 0.045 | 0.329 | 0.1 | 0.053 | 0.195 | 0.442 | 0.04 | 0.305 | 0.591 | c6 | h8 | 9.358 | 8.73 | 9.051 | 8.663 | 8.925 | 9.347 | 6.86 | 10.742 | 8.567 | 8.552 | 9.638 | 8.967 | 9.183
c6 | h9 | 33.3801 | 21.8166 | 31.8255 | 38.1981 | 38.1981 | 30.5744 | c6 | h9 | 29787 | c6 | h9 | 3445.3318 | 3801.6926 | 1537.0429 | 1056.0976 | 3727.1359 | 2821.8181 | 2672.7606 | 4423.4294 | 3043.6382 | 2299.7551 | 2751.0626 | 190.7076 | 586.2222 | c6 | h9 | 1050.5691 | 944.6179 | 599.6722 | 189.279 | 1828.1157 | 1261.2508 | 1213.6013 | 1263.9409 | 527.9452 | 779.2123 | 1288.3803 | 157.6391 | 520.7883 | c6 | h9 | 1096.8496 | 1378.9048 | 1314.1795 | 1034.2387 | 183.2416 | 1872.1395 | 1154.5724 | 1823.4525 | 653.5054 | 411.2449 | 562.687 | 193.3313 | 990.3657 | c6 | h9 | 0.261 | 0.305 | 0.526 | 0.276 | 0.207 | 0.659 | 0.196 | 0.16 | 0.451 | 0.066 | 0.148 | 0.36733 | 0.316 | 0.278 | 0.6085 | 0.173 | 0.175 | 0.325 | 0.038 | 0.126 | 0.404 | 0.317 | 0.414 | 0.691 | 0.301 | 0.285 | 0.675 | 0.299 | 0.285 | 0.67433 | 0.214 | 0.302 | 0.1 | 0.236 | 0.149 | 0.40667 | 0.18 | 0.262 | 0.53 | c6 | h9 | 10.989 | 10.559 | 10.608 | 9.41 | 10.785 | 10.345 | 7.554 | 12.111 | 10.045 | 10.023 | 10.426 | 9.751 | 9.986
c6 | h10 | 35.6603 | 23.0677 | 35.5344 | 37.9619 | 37.9619 | 33.8687 | c6 | h10 | 30714.5 | c6 | h10 | 3221.8036 | 3756.7085 | 1380.9131 | 1339.4385 | 4057.8789 | 3479.3804 | 2429.3818 | 3259.5324 | 2356.9352 | 2266.2792 | 3093.0423 | 256.3736 | 840.3374 | c6 | h10 | 922.1075 | 829.1119 | 526.3455 | 171.283 | 1604.5773 | 1107.0275 | 1065.2045 | 1109.3887 | 463.3891 | 683.9317 | 1130.8397 | 138.3633 | 457.1073 | c6 | h10 | 1025.7026 | 1289.4623 | 1228.9354 | 991.4694 | 171.3556 | 1750.7035 | 1079.6812 | 1705.1745 | 611.1159 | 384.5696 | 526.1884 | 180.7909 | 926.1258 | c6 | h10 | 0.462 | 0.393 | 0.523 | 0.446 | 0.288 | 0.6675 | 0.342 | 0.224 | 0.4845 | 0.166 | 0.175 | 0.36767 | 0.477 | 0.361 | 0.598 | 0.352 | 0.217 | 0.338 | 0.093 | 0.138 | 0.355 | 0.492 | 0.438 | 0.673 | 0.467 | 0.373 | 0.6905 | 0.465 | 0.372 | 0.67367 | 0.392 | 0.332 | 0.1 | 0.433 | 0.165 | 0.39 | 0.372 | 0.274 | 0.474 | c6 | h10 | 12.529 | 12.071 | 11.887 | 10.215 | 12.663 | 11.707 | 8.193 | 13.115 | 12.053 | 12.027 | 11.592 | 10.781 | 11.173
c6 | h11 | 34.7201 | 27.6502 | 25.9105 | 37.7957 | 37.7957 | 29.501 | c6 | h11 | 30979 | c6 | h11 | 2290.9814 | 2811.6597 | 815.4324 | 1218.8822 | 3501.5765 | 3081.7444 | 1981.4149 | 2570.636 | 1676.5044 | 1807.5263 | 2512.9281 | 186.548 | 853.915 | c6 | h11 | 950.4395 | 854.5865 | 542.5175 | 174.6251 | 1653.8783 | 1141.0411 | 1097.9331 | 1143.4749 | 477.6268 | 704.9456 | 1165.5849 | 142.6145 | 471.152 | c6 | h11 | 962.4608 | 1209.9579 | 1153.1629 | 946.7561 | 160.7904 | 1642.7603 | 1013.1113 | 1600.0385 | 573.4363 | 360.8581 | 493.7452 | 169.6439 | 869.0236 | c6 | h11 | 0.571 | 0.352 | 0.482 | 0.537 | 0.261 | 0.629 | 0.431 | 0.244 | 0.496 | 0.238 | 0.201 | 0.36533 | 0.573 | 0.328 | 0.54433 | 0.474 | 0.195 | 0.294 | 0.165 | 0.153 | 0.3905 | 0.598 | 0.407 | 0.60667 | 0.575 | 0.355 | 0.6695 | 0.573 | 0.355 | 0.64067 | 0.516 | 0.309 | 0.1 | 0.549 | 0.147 | 0.34667 | 0.49 | 0.259 | 0.405 | c6 | h11 | 13.394 | 12.959 | 12.667 | 10.892 | 13.776 | 12.642 | 8.868 | 13.724 | 13.514 | 13.493 | 12.733 | 11.86 | 12.236
c6 | h12 | 34.3795 | 21.0393 | 25.8809 | 37.7432 | 37.7432 | 23.1714 | c6 | h12 | 31191 | c6 | h12 | 1487.3101 | 1946.4355 | 595.9598 | 891.5134 | 2891.1933 | 2515.8557 | 1683.5371 | 2682.2412 | 1272.0843 | 1387.1673 | 2042.8216 | 113.9524 | 702.4068 | c6 | h12 | 973.0874 | 874.9503 | 555.4451 | 181.5889 | 1693.2884 | 1168.2309 | 1124.0957 | 1170.7226 | 489.0081 | 721.7437 | 1193.3595 | 146.0129 | 482.3791 | c6 | h12 | 883.4086 | 1110.5774 | 1058.4472 | 892.3225 | 147.5838 | 1507.8313 | 929.8988 | 1468.6185 | 526.3368 | 331.2189 | 453.1912 | 155.7101 | 797.6459 | c6 | h12 | 0.636 | 0.305 | 0.4285 | 0.56 | 0.225 | 0.5785 | 0.469 | 0.22 | 0.465 | 0.257 | 0.183 | 0.32767 | 0.631 | 0.29 | 0.48092 | 0.512 | 0.158 | 0.233 | 0.194 | 0.155 | 0.441 | 0.656 | 0.376 | 0.53333 | 0.635 | 0.318 | 0.642 | 0.633 | 0.317 | 0.596 | 0.575 | 0.272 | 0.1 | 0.6 | 0.118 | 0.299 | 0.552 | 0.227 | 0.355 | c6 | h12 | 13.977 | 13.56 | 13.073 | 11.382 | 14.56 | 13.327 | 9.455 | 14.12 | 14.58 | 14.565 | 13.716 | 12.722 | 13.089
c6 | h13 | 35.0384 | 12.9923 | 29.5676 | 37.7082 | 37.7082 | 15.376 | c6 | h13 | 30424.5 | c6 | h13 | 1255.9418 | 1693.794 | 655.0285 | 807.5752 | 2714.0582 | 2221.3173 | 1742.4195 | 2765.7594 | 1334.1079 | 1232.1234 | 1786.9925 | 134.1779 | 601.6784 | c6 | h13 | 898.5621 | 807.941 | 512.9056 | 172.2567 | 1563.6055 | 1078.7603 | 1038.0052 | 1081.0612 | 451.5567 | 666.468 | 1101.9644 | 134.8303 | 445.4354 | c6 | h13 | 855.7403 | 1075.7942 | 1025.2968 | 843.721 | 142.9614 | 1460.6062 | 900.7745 | 1422.6215 | 509.852 | 320.8451 | 438.9973 | 150.8333 | 772.6637 | c6 | h13 | 0.631 | 0.263 | 0.373 | 0.539 | 0.192 | 0.5145 | 0.465 | 0.184 | 0.406 | 0.261 | 0.157 | 0.27633 | 0.633 | 0.264 | 0.42983 | 0.497 | 0.126 | 0.177 | 0.169 | 0.145 | 0.473 | 0.656 | 0.356 | 0.48667 | 0.647 | 0.291 | 0.621 | 0.647 | 0.29 | 0.558 | 0.586 | 0.237 | 0.1 | 0.594 | 0.095 | 0.255 | 0.563 | 0.194 | 0.308 | c6 | h13 | 14.245 | 13.902 | 13.21 | 11.72 | 15.014 | 13.76 | 9.76 | 14.281 | 15.332 | 15.323 | 14.466 | 13.314 | 13.743
c6 | h14 | 27.0358 | 12.3186 | 25.1702 | 37.7082 | 37.7082 | 14.1471 | c6 | h14 | 29912 | c6 | h14 | 1448.2721 | 1636.6037 | 539.1911 | 984.2782 | 2756.1455 | 2076.0503 | 1727.3272 | 2310.5077 | 968.8381 | 1252.1406 | 1714.0561 | 123.1538 | 610.8821 | c6 | h14 | 858.1055 | 771.5645 | 489.8127 | 166.4241 | 1493.2062 | 1030.1905 | 991.2703 | 1032.3878 | 431.226 | 636.4611 | 1052.3499 | 128.7597 | 425.3802 | c6 | h14 | 810.2853 | 1018.6504 | 970.8353 | 830.1126 | 135.3676 | 1383.022 | 852.9273 | 1347.055 | 482.7698 | 303.8025 | 415.6787 | 142.8213 | 731.6215 | c6 | h14 | 0.575 | 0.243 | 0.329 | 0.472 | 0.172 | 0.459 | 0.391 | 0.153 | 0.3375 | 0.238 | 0.132 | 0.22267 | 0.583 | 0.259 | 0.40633 | 0.449 | 0.104 | 0.138 | 0.124 | 0.126 | 0.4765 | 0.608 | 0.362 | 0.48367 | 0.6 | 0.278 | 0.626 | 0.6 | 0.278 | 0.521 | 0.525 | 0.212 | 0.1 | 0.536 | 0.079 | 0.22367 | 0.505 | 0.168 | 0.269 | c6 | h14 | 14.163 | 13.931 | 13.103 | 11.817 | 15.108 | 13.948 | 9.807 | 14.221 | 15.702 | 15.699 | 14.935 | 13.552 | 14.075
c6 | h15 | 27.4651 | 14.8578 | 24.0153 | 37.8657 | 37.8657 | 16.5605 | c6 | h15 | 30563 | c6 | h15 | 1208.9293 | 1533.5698 | 603.5988 | 1033.7095 | 2583.7825 | 1915.9791 | 1854.4138 | 1589.7929 | 1014.9366 | 1101.0463 | 1522.2137 | 123.5149 | 523.7726 | c6 | h15 | 748.4469 | 672.9651 | 427.2187 | 155.8865 | 1302.387 | 898.5409 | 864.5944 | 900.4573 | 376.1189 | 555.1267 | 917.8684 | 112.3053 | 371.0202 | c6 | h15 | 796.4512 | 1001.2588 | 954.26 | 816.5042 | 133.0565 | 1359.4094 | 838.3652 | 1324.0565 | 474.5273 | 298.6157 | 408.5818 | 140.3829 | 719.1304 | c6 | h15 | 0.465 | 0.251 | 0.3055 | 0.359 | 0.177 | 0.438 | 0.28 | 0.139 | 0.29 | 0.175 | 0.113 | 0.17967 | 0.476 | 0.278 | 0.41008 | 0.338 | 0.095 | 0.111 | 0.085 | 0.099 | 0.4565 | 0.504 | 0.393 | 0.51467 | 0.48 | 0.287 | 0.6615 | 0.479 | 0.285 | 0.498 | 0.399 | 0.2 | 0.1 | 0.429 | 0.072 | 0.21533 | 0.377 | 0.151 | 0.241 | c6 | h15 | 13.669 | 13.599 | 12.725 | 11.655 | 14.771 | 13.806 | 9.712 | 13.886 | 15.616 | 15.614 | 15.024 | 13.407 | 14.115
c6 | h16 | 27.9241 | 22.9641 | 31.4183 | 38.3119 | 42.0389 | 30.182 | c6 | h16 | 32810.5 | c6 | h16 | 1019.8593 | 1258.7989 | 690.3653 | 1026.1932 | 2170.3762 | 1695.9143 | 2128.4818 | 1914.1396 | 1214.2771 | 897.7736 | 1324.952 | 136.8294 | 430.4014 | c6 | h16 | 792.0974 | 712.2134 | 452.1348 | 156.7031 | 1378.3442 | 950.9451 | 915.0188 | 952.9734 | 398.0547 | 587.5026 | 971.3999 | 118.8551 | 392.6587 | c6 | h16 | 788.5459 | 991.3207 | 944.7885 | 820.3923 | 131.7358 | 1345.9165 | 830.0439 | 1310.9145 | 469.8174 | 295.6517 | 404.5263 | 138.9895 | 711.9926 | c6 | h16 | 0.3 | 0.281 | 0.3105 | 0.215 | 0.201 | 0.456 | 0.168 | 0.145 | 0.274 | 0.101 | 0.107 | 0.15767 | 0.299 | 0.304 | 0.43342 | 0.157 | 0.1 | 0.106 | 0.053 | 0.074 | 0.465 | 0.331 | 0.43 | 0.55633 | 0.283 | 0.3 | 0.707 | 0.283 | 0.298 | 0.489 | 0.238 | 0.205 | 0.1 | 0.237 | 0.072 | 0.22967 | 0.202 | 0.146 | 0.235 | c6 | h16 | 12.766 | 12.873 | 12.055 | 11.23 | 13.963 | 13.23 | 9.481 | 13.232 | 15.017 | 15.017 | 14.708 | 12.878 | 13.703
c6 | h17 | 33.7651 | 28.6792 | 32.5436 | 38.3644 | 42.5114 | 31.9958 | c6 | h17 | 35356.5 | c6 | h17 | 1585.2988 | 2040.9688 | 1973.8788 | 1337.7994 | 2691.6767 | 2690.9902 | 3611.0337 | 4257.2402 | 3016.7257 | 1275.7001 | 1839.4915 | 259.4412 | 682.304 | c6 | h17 | 607.1128 | 545.8847 | 346.5442 | 123.7222 | 1056.4488 | 728.8635 | 701.3274 | 730.4181 | 305.0939 | 450.2986 | 744.5414 | 91.098 | 300.9581 | c6 | h17 | 812.2616 | 1021.1349 | 973.2032 | 822.3364 | 135.6978 | 1386.3952 | 855.0077 | 1350.3405 | 483.9472 | 304.5435 | 416.6926 | 143.1697 | 733.4059 | c6 | h17 | 0.114 | 0.311 | 0.3485 | 0.078 | 0.234 | 0.5105 | 0.062 | 0.168 | 0.3 | 0.038 | 0.126 | 0.16867 | 0.1 | 0.322 | 0.47058 | 0.043 | 0.125 | 0.135 | 0.022 | 0.079 | 0.53 | 0.112 | 0.447 | 0.59267 | 0.098 | 0.317 | 0.742 | 0.098 | 0.316 | 0.495 | 0.088 | 0.22 | 0.1 | 0.071 | 0.091 | 0.25833 | 0.056 | 0.156 | 0.251 | c6 | h17 | 11.104 | 11.437 | 10.735 | 10.253 | 12.286 | 11.976 | 8.869 | 12.042 | 13.472 | 13.471 | 13.603 | 11.794 | 12.623
c6 | h18 | 37.3407 | 37.5554 | 46.2836 | 38.2331 | 42.0914 | 45.0102 | c6 | h18 | 37915 | c6 | h18 | 2973.1532 | 3462.7754 | 2865.1083 | 2019.1811 | 3849.7712 | 4464.0312 | 4112.7156 | 5720.6807 | 3876.8527 | 2311.7268 | 3139.0554 | 425.0328 | 1410.6811 | c6 | h18 | 642.3077 | 577.5302 | 366.6338 | 124.365 | 1117.6922 | 771.1165 | 741.984 | 772.7612 | 322.7805 | 476.4028 | 787.7032 | 96.379 | 318.4049 | c6 | h18 | 816.2142 | 1026.1039 | 977.9389 | 837.8889 | 136.3581 | 1393.1417 | 859.1683 | 1356.9115 | 486.3022 | 306.0255 | 418.7203 | 143.8664 | 736.9748 | c6 | h18 | 0 | 0.373 | 0.3975 | 0 | 0.309 | 0.5765 | 0 | 0.22 | 0.3535 | 0 | 0.174 | 0.19733 | 0 | 0.381 | 0.51258 | 0 | 0.183 | 0.184 | 0 | 0.101 | 0.5905 | 0 | 0.467 | 0.62767 | 0.002 | 0.397 | 0.769 | 0.002 | 0.395 | 0.50033 | 0.004 | 0.283 | 0.1 | 0.001 | 0.125 | 0.28933 | 0.002 | 0.183 | 0.287 | c6 | h18 | 8.441 | 9.236 | 8.651 | 8.576 | 9.706 | 10.24 | 7.755 | 10.258 | 10.898 | 10.895 | 11.577 | 10.17 | 10.937
c6 | h19 | 45.1287 | 33.4319 | 45.8838 | 38.1719 | 42.7739 | 45.8838 | c6 | h19 | 38227 | c6 | h19 | 4258.8729 | 5316.902 | 3386.1505 | 2659.039 | 5171.4827 | 6093.8189 | 4337.8643 | 7432.2193 | 4340.4969 | 3136.2839 | 4666.8628 | 562.092 | 2252.6005 | c6 | h19 | 624.7103 | 561.7075 | 356.589 | 118.9019 | 1087.0705 | 749.99 | 721.6557 | 751.5897 | 313.9372 | 463.3507 | 766.1223 | 93.7385 | 309.6815 | c6 | h19 | 835.9773 | 1050.949 | 1001.6179 | 830.1126 | 139.6598 | 1426.8739 | 879.9714 | 1389.7665 | 498.0771 | 313.4353 | 428.8588 | 147.3498 | 754.8193 | c6 | h19 | 0 | 0.388 | 0.4195 | 0 | 0.332 | 0.599 | 0 | 0.233 | 0.3815 | 0 | 0.196 | 0.215 | 0 | 0.401 | 0.52475 | 0 | 0.223 | 0.224 | 0 | 0.123 | 0.632 | 0 | 0.471 | 0.63 | 0 | 0.437 | 0.7695 | 0 | 0.437 | 0.49867 | 0 | 0.345 | 0.1 | 0 | 0.137 | 0.30033 | 0 | 0.201 | 0.308 | c6 | h19 | 7.689 | 8.542 | 8.067 | 7.826 | 8.852 | 9.465 | 7.378 | 9.628 | 9.834 | 9.834 | 10.714 | 9.447 | 10.145
c6 | h20 | 47.9418 | 30.8409 | 31.3073 | 38.0494 | 41.5053 | 40.872 | c6 | h20 | 36081 | c6 | h20 | 5202.8942 | 6836.0569 | 3253.2627 | 3291.5547 | 6573.5224 | 7096.3615 | 4404.9023 | 7046.9747 | 3963.4054 | 3810.5693 | 5564.702 | 692.0099 | 3032.4459 | c6 | h20 | 424.979 | 382.1193 | 242.581 | 80.9818 | 739.5142 | 510.2045 | 490.9292 | 511.2927 | 213.5658 | 315.209 | 521.179 | 63.7686 | 210.6707 | c6 | h20 | 832.0247 | 1045.98 | 996.8821 | 812.6161 | 138.9995 | 1420.1275 | 875.8108 | 1383.1955 | 495.7221 | 311.9533 | 426.8311 | 146.6531 | 751.2504 | c6 | h20 | 0 | 0.361 | 0.4275 | 0 | 0.288 | 0.5985 | 0 | 0.203 | 0.3785 | 0 | 0.192 | 0.221 | 0 | 0.367 | 0.52042 | 0 | 0.221 | 0.249 | 0 | 0.14 | 0.644 | 0 | 0.444 | 0.61333 | 0 | 0.415 | 0.7355 | 0 | 0.416 | 0.48367 | 0 | 0.359 | 0.1 | 0 | 0.132 | 0.297 | 0 | 0.197 | 0.306 | c6 | h20 | 7.445 | 8.107 | 7.755 | 7.386 | 8.264 | 8.893 | 7.235 | 9.307 | 9.152 | 9.155 | 10.324 | 8.885 | 9.702
c6 | h21 | 43.2039 | 30.8409 | 27.2875 | 37.7782 | 39.0205 | 32.2327 | c6 | h21 | 33387 | c6 | h21 | 4733.5016 | 6241.4076 | 2668.4861 | 2825.7966 | 6272.4305 | 6585.0582 | 3806.7618 | 5835.1186 | 3250.8629 | 3438.0871 | 5139.8187 | 676.7603 | 2862.437 | c6 | h21 | 405.2698 | 364.3978 | 231.3308 | 78.9573 | 705.2179 | 486.5428 | 468.1614 | 487.5806 | 203.6613 | 300.5906 | 497.0083 | 60.8112 | 200.9004 | c6 | h21 | 824.1194 | 1036.042 | 987.4105 | 775.679 | 137.6788 | 1406.6346 | 867.4895 | 1370.0535 | 491.0122 | 308.9894 | 422.7757 | 145.2597 | 744.1126 | c6 | h21 | 0 | 0.313 | 0.421 | 0 | 0.231 | 0.555 | 0 | 0.162 | 0.343 | 0 | 0.179 | 0.222 | 0 | 0.321 | 0.50017 | 0 | 0.205 | 0.269 | 0 | 0.152 | 0.6475 | 0 | 0.409 | 0.57933 | 0 | 0.367 | 0.7 | 0 | 0.367 | 0.51133 | 0 | 0.337 | 0.1 | 0 | 0.125 | 0.28433 | 0 | 0.19 | 0.289 | c6 | h21 | 7.32 | 7.702 | 7.497 | 6.914 | 7.671 | 8.329 | 7.192 | 9.061 | 8.462 | 8.466 | 9.926 | 8.13 | 8.898
c6 | h22 | 36.5634 | 30.3153 | 22.8012 | 36.8508 | 36.8508 | 30.8261 | c6 | h22 | 29798.5 | c6 | h22 | 3948.9841 | 5068.0274 | 1976.3706 | 2235.4593 | 5494.5715 | 5384.9754 | 3121.9022 | 4167.0727 | 2564.3155 | 2818.2632 | 4220.8917 | 554.2533 | 2315.7934 | c6 | h22 | 386.7924 | 347.7839 | 220.7838 | 71.9839 | 673.0651 | 464.36 | 446.8167 | 465.3504 | 194.3758 | 286.8859 | 474.3484 | 58.0387 | 191.7408 | c6 | h22 | 770.7592 | 968.9601 | 923.4775 | 738.7419 | 128.7644 | 1315.5575 | 811.3211 | 1281.345 | 459.22 | 288.9829 | 395.4017 | 135.8544 | 695.9327 | c6 | h22 | 0 | 0.263 | 0.3905 | 0 | 0.185 | 0.467 | 0 | 0.129 | 0.2875 | 0 | 0.16 | 0.21267 | 0 | 0.278 | 0.45658 | 0 | 0.184 | 0.267 | 0 | 0.162 | 0.655 | 0 | 0.347 | 0.52267 | 0 | 0.312 | 0.619 | 0 | 0.312 | 0.53733 | 0 | 0.302 | 0.1 | 0 | 0.118 | 0.26133 | 0 | 0.185 | 0.266 | c6 | h22 | 7.262 | 7.406 | 7.286 | 6.251 | 7.23 | 7.71 | 7.177 | 8.876 | 8.001 | 8.001 | 9.455 | 7.273 | 8.038
c6 | h23 | 26.8063 | 24.9629 | 37.3185 | 35.8534 | 15.1183 | 36.4228 | c6 | h23 | 25934 | c6 | h23 | 3138.5477 | 3925.6875 | 1204.1535 | 1664.4983 | 4653.7174 | 4158.6015 | 2208.0606 | 2928.9763 | 1667.3518 | 2162.4687 | 3314.9522 | 438.6178 | 1750.2875 | c6 | h23 | 346.1423 | 311.2334 | 197.5804 | 62.536 | 602.3289 | 415.5578 | 399.8582 | 416.4442 | 173.9478 | 256.7354 | 424.4965 | 51.9391 | 171.5897 | c6 | h23 | 666.015 | 837.2809 | 797.9792 | 647.3712 | 111.2656 | 1136.7766 | 701.0647 | 1107.2135 | 396.8132 | 249.7109 | 341.6676 | 117.3922 | 601.3572 | c6 | h23 | 0 | 0.214 | 0.339 | 0 | 0.151 | 0.3645 | 0 | 0.094 | 0.2185 | 0 | 0.133 | 0.19433 | 0 | 0.241 | 0.38233 | 0 | 0.144 | 0.235 | 0 | 0.168 | 0.6275 | 0 | 0.272 | 0.42567 | 0 | 0.274 | 0.4955 | 0 | 0.273 | 0.53833 | 0 | 0.269 | 0.1 | 0 | 0.105 | 0.22867 | 0 | 0.174 | 0.236 | c6 | h23 | 7.26 | 7.167 | 7.081 | 5.174 | 6.934 | 6.647 | 7.171 | 8.76 | 7.606 | 7.604 | 8.666 | 6.396 | 7.246
c6 | h24 | 31.026 | 20.795 | 31.4183 | 35.1097 | 35.1097 | 29.9896 | c6 | h24 | 24325 | c6 | h24 | 2047.5181 | 2555.3851 | 584.7639 | 959.9207 | 3504.4754 | 2729.5975 | 1384.8714 | 1540.3434 | 978.4119 | 1382.1648 | 2263.2426 | 317.7238 | 1352.7445 | c6 | h24 | 316.5785 | 284.6512 | 180.7052 | 64.7855 | 550.8845 | 380.0654 | 365.7067 | 380.876 | 159.091 | 234.8079 | 388.2406 | 47.503 | 156.9344 | c6 | h24 | 583.0102 | 732.9314 | 698.5278 | 587.1054 | 97.3987 | 995.1012 | 613.6916 | 969.2225 | 347.3587 | 218.5896 | 299.0859 | 102.7617 | 526.4106 | c6 | h24 | 0 | 0.181 | 0.2825 | 0 | 0.123 | 0.285 | 0 | 0.054 | 0.149 | 0 | 0.096 | 0.16033 | 0 | 0.225 | 0.29092 | 0 | 0.093 | 0.181 | 0 | 0.162 | 0.602 | 0 | 0.205 | 0.29933 | 0 | 0.261 | 0.3765 | 0 | 0.259 | 0.52533 | 0 | 0.248 | 0.1 | 0 | 0.086 | 0.19167 | 0 | 0.163 | 0.208 | c6 | h24 | 7.195 | 6.956 | 7.028 | 4.534 | 6.816 | 5.638 | 7.112 | 8.78 | 7.308 | 7.301 | 7.837 | 5.753 | 6.557

## DC
DC_load
c1 | h1 | 0.53506 | 0.74203 | 1 | 2 | 3 | 4 | 5 | 6
c1 | h2 | 0.48857 | 0.7287 | 0 | 2.65 | 4.25 | 5.85 | 6.725 | 7.6
c1 | h3 | 0.45364 | 0.7287
c1 | h4 | 0.42924 | 0.69768
c1 | h5 | 0.40654 | 0.69403 |  | EA | EM | NE | NO | NT | NW | SC | SE | SO | SW | WM | WN | WS
c1 | h6 | 0.40088 | 0.69309 | 2 | 1847 | 20.96 | 14.41 | 15.72 | 3882 | 56.6 | 19.65 | 270 | 2401 | 66.82 | 20.96 | 0 | 298.15
c1 | h7 | 0.40033 | 0.69309 | 3 | 2673.765 | 28.815 | 19.81 | 21.61 | 5336.74 | 77.81 | 27.015 | 371.18 | 3300.75 | 91.86 | 28.815 | 0 | 409.88
c1 | h8 | 0.41121 | 0.69309 | 4 | 3500.53 | 36.67 | 25.21 | 27.5 | 6791.48 | 99.02 | 34.38 | 472.36 | 4200.5 | 116.9 | 36.67 | 0 | 521.61
c1 | h9 | 0.43407 | 0.70941 | 5 | 4327.295 | 44.525 | 30.61 | 33.39 | 8246.22 | 120.23 | 41.74 | 573.54 | 5100.25 | 141.94 | 44.525 | 0 | 633.335
c1 | h10 | 0.46633 | 0.70941 | 6 | 5154.06 | 52.38 | 36.01 | 39.28 | 9700.96 | 141.44 | 49.1 | 674.72 | 6000 | 166.98 | 52.38 | 0 | 745.06
c1 | h11 | 0.48999 | 0.74265 |  | EA: 1; EM: 1; NT: EA; NW: 134
c1 | h12 | 0.52193 | 0.74265 |  | EA: 2; EM: 2.65; NT: EM; NW: 15
c1 | h13 | 0.54955 | 0.74265 |  | EA: 3; EM: 4.25; NT: NE; NW: 11
c1 | h14 | 0.56552 | 0.74265 |  | EA: 4; EM: 5.85; NT: NO; NW: 12
c1 | h15 | 0.57209 | 0.75055 |  | EA: 5; EM: 6.72; NT: NT; NW: 706
c1 | h16 | 0.57753 | 0.75074 |  | EA: 6; EM: 7.6; NT: NW; NW: 43
c1 | h17 | 0.57283 | 0.75074 |  | NT: SC; NW: 15
c1 | h18 | 0.5707 | 0.75074 |  | NT: SE; NW: 140
c1 | h19 | 0.57524 | 0.75074 |  | NT: SO; NW: 805
c1 | h20 | 0.5888 | 0.74797 |  | NT: SW; NW: 51
c1 | h21 | 0.5954 | 0.74797 |  | NT: WM; NW: 16
c1 | h22 | 0.61719 | 0.70763 |  | NT: WN; NW: 0
c1 | h23 | 0.60702 | 0.74338 |  | NT: WS; NW: 184
c1 | h24 | 0.57099 | 0.74338
c2 | h1 | 0.71229 | 0.65658
c2 | h2 | 0.64584 | 0.65173
c2 | h3 | 0.59253 | 0.64714
c2 | h4 | 0.55737 | 0.64714
c2 | h5 | 0.5434 | 0.64714
c2 | h6 | 0.53848 | 0.64714
c2 | h7 | 0.5481 | 0.6406
c2 | h8 | 0.57572 | 0.63348
c2 | h9 | 0.64214 | 0.63348
c2 | h10 | 0.73683 | 0.63348
c2 | h11 | 0.79101 | 0.30077
c2 | h12 | 0.78528 | 0.30077
c2 | h13 | 0.76786 | 0.30077
c2 | h14 | 0.75923 | 0.30077
c2 | h15 | 0.74819 | 0.30077
c2 | h16 | 0.73654 | 0.30188
c2 | h17 | 0.7301 | 0.30077
c2 | h18 | 0.73805 | 0.30073
c2 | h19 | 0.77382 | 0.66132
c2 | h20 | 0.85115 | 0.639
c2 | h21 | 0.9025 | 0.64928
c2 | h22 | 0.8517 | 0.64928
c2 | h23 | 0.78367 | 0.63983
c2 | h24 | 0.75492 | 0.63983
c3 | h1 | 0.65251 | 0.67433
c3 | h2 | 0.59144 | 0.68533
c3 | h3 | 0.54482 | 0.68331
c3 | h4 | 0.51639 | 0.68681
c3 | h5 | 0.50525 | 0.68681
c3 | h6 | 0.5038 | 0.68681
c3 | h7 | 0.51163 | 0.68258
c3 | h8 | 0.53909 | 0.68258
c3 | h9 | 0.60373 | 0.6892
c3 | h10 | 0.6989 | 0.68956
c3 | h11 | 0.74658 | 0.68956
c3 | h12 | 0.7349 | 0.69397
c3 | h13 | 0.71551 | 0.70077
c3 | h14 | 0.71104 | 0.70262
c3 | h15 | 0.70528 | 0.71105
c3 | h16 | 0.69858 | 0.71105
c3 | h17 | 0.69156 | 0.72337
c3 | h18 | 0.69111 | 0.7173
c3 | h19 | 0.71542 | 0.71123
c3 | h20 | 0.75553 | 0.7026
c3 | h21 | 0.80772 | 0.69931
c3 | h22 | 0.78567 | 0.69013
c3 | h23 | 0.72504 | 0.68664
c3 | h24 | 0.69082 | 0.68664
c4 | h1 | 0.60457 | 0.6745
c4 | h2 | 0.54881 | 0.6745
c4 | h3 | 0.50541 | 0.6745
c4 | h4 | 0.47779 | 0.6745
c4 | h5 | 0.46658 | 0.6745
c4 | h6 | 0.46423 | 0.6745
c4 | h7 | 0.47695 | 0.6734
c4 | h8 | 0.50944 | 0.6734
c4 | h9 | 0.57412 | 0.67636
c4 | h10 | 0.64385 | 0.67636
c4 | h11 | 0.6772 | 0.68351
c4 | h12 | 0.68078 | 0.67892
c4 | h13 | 0.66986 | 0.68885
c4 | h14 | 0.67582 | 0.68885
c4 | h15 | 0.66828 | 0.68809
c4 | h16 | 0.66748 | 0.69565
c4 | h17 | 0.66188 | 0.69216
c4 | h18 | 0.66429 | 0.69216
c4 | h19 | 0.68548 | 0.68792
c4 | h20 | 0.71568 | 0.68333
c4 | h21 | 0.74227 | 0.67854
c4 | h22 | 0.71165 | 0.67854
c4 | h23 | 0.67498 | 0.67322
c4 | h24 | 0.64884 | 0.67671
c5 | h1 | 0.61024 | 0.64361
c5 | h2 | 0.54913 | 0.64227
c5 | h3 | 0.49817 | 0.64439
c5 | h4 | 0.46517 | 0.64439
c5 | h5 | 0.44543 | 0.64439
c5 | h6 | 0.43491 | 0.6366
c5 | h7 | 0.43645 | 0.6366
c5 | h8 | 0.45458 | 0.64495
c5 | h9 | 0.49186 | 0.64484
c5 | h10 | 0.54279 | 0.64484
c5 | h11 | 0.58551 | 0.6494
c5 | h12 | 0.60831 | 0.6494
c5 | h13 | 0.62382 | 0.65186
c5 | h14 | 0.64275 | 0.65186
c5 | h15 | 0.66223 | 0.65186
c5 | h16 | 0.6755 | 0.64905
c5 | h17 | 0.6847 | 0.64905
c5 | h18 | 0.69285 | 0.64905
c5 | h19 | 0.71957 | 0.64905
c5 | h20 | 0.747 | 0.64905
c5 | h21 | 0.75988 | 0.64905
c5 | h22 | 0.71732 | 0.64905
c5 | h23 | 0.66925 | 0.64905
c5 | h24 | 0.64407 | 0.64905
c6 | h1 | 0.55467 | 0.66574
c6 | h2 | 0.4955 | 0.65894
c6 | h3 | 0.45197 | 0.66353
c6 | h4 | 0.42515 | 0.66353
c6 | h5 | 0.41031 | 0.65946
c6 | h6 | 0.40561 | 0.66405
c6 | h7 | 0.41491 | 0.65988
c6 | h8 | 0.44431 | 0.65988
c6 | h9 | 0.50374 | 0.65988
c6 | h10 | 0.56848 | 0.66998
c6 | h11 | 0.60145 | 0.66998
c6 | h12 | 0.60554 | 0.67288
c6 | h13 | 0.60187 | 0.67381
c6 | h14 | 0.60625 | 0.67381
c6 | h15 | 0.61156 | 0.67381
c6 | h16 | 0.61793 | 0.6722
c6 | h17 | 0.61658 | 0.67364
c6 | h18 | 0.62418 | 0.67552
c6 | h19 | 0.6462 | 0.67552
c6 | h20 | 0.67975 | 0.67016
c6 | h21 | 0.70209 | 0.66635
c6 | h22 | 0.66845 | 0.66508
c6 | h23 | 0.62817 | 0.66414
c6 | h24 | 0.6027 | 0.66414

## DAC
ratio of DACCS operating costs to capital costs (%)
delta_daccs |  |  |  |  | Ref
0.025 |  |  |  |  | [52]
[7 empty] | 1 | 1450
cc_dacs | capital cost of DACCS for time period t (£/tnCO2) | [5 empty] | 2 | 828
1 | 2 | 3 | 4 | 5 | 6 | Ref | 3 | 828
1450 | 828 | 828 | 663 | 663 | 498 | [52] | 4 | 663
[7 empty] | 5 | 663
[7 empty] | 6 | 498
ec_dacs | electricity required for DACCS in time period t (MWh/tnCO2)
1 | 2 | 3 | 4 | 5 | 6 | Ref | 1 | 0.25
0.25 | 0.225 | 0.225 | 0.203 | 0.203 | 0.182 | [52] | 2 | 0.225
[7 empty] | 3 | 0.225
[7 empty] | 4 | 0.203
hc_dacs | heat required for DACCS in time period t (MWh/tnCO2) | [5 empty] | 5 | 0.203
1 | 2 | 3 | 4 | 5 | 6 | Ref | 6 | 0.182
1.75 | 1.5 | 1.5 | 1.285 | 1.285 | 1.101 | [52]
[7 empty] | 1 | 1.75
[7 empty] | 2 | 1.5
Lifetime of DACCS (y) | [6 empty] | 3 | 1.5
delta_daccs |  | Ref |  |  |  |  | 4 | 1.285
25 |  | [52] |  |  |  |  | 5 | 1.285
[7 empty] | 6 | 1.101

## Water
WindOn | 0 | Ref
WindOff | 0 | [52][53]
Solar | 0
Nuclear | 3000
Biomass | 2200
Hydro | 0
PumpHy | 0
CCGT | 960
OCGT | 0
CCGTCCS | 960
H2CCGT | 960
BECCS | 390
FC | 0
LeadBat | 0
SMRCCS | 1350
ATRCCS | 1350
BGCCS | 640
WE | 3900
GasBoiler | 0
HyBoiler | 0
ASHP | 0
HyASHP | 0
HyGasBoiler | 0
MPSV | 0
HPSV | 0
OnTeeside | 0
OnChesire | 0
OnYorkshire | 0
OffIrishSea | 0

## DH (hidden)
fixed capital cost of technology type j (£/MW) | [6 empty] | fixed operating cost of technology j in time period t (£/MWh)
cc_DH (dh,t) | 1 | 2 | 3 | 4 | 5 | 6 | o_var(dh,t) | 1 | 2 | 3 | 4 | 5 | 6
LTDH | 1439640 | 1290000 | 1290000 | 1260760 | 1260760 | 1260760 | LTDH | 1.5 | 1.6 | 1.6 | 1.45 | 1.76 | 1.75
HTDH | 1014800 | 920200 | 920200 | 903000 | 903000 | 903000 | HTDH | 2.23 | 2.39 | 2.39 | 2.33 | 2.47 | 2.47
| Euro to pound | 0.086

## ClusteredData
| INTERCONNECTIONS | [10 empty] | GAS DEMAND | [15 empty] | EA | EA | EM | EM | NE | NE | NO | NO | NT | NT | NW | NW | SC | SC | SE | SE | SO | SO | SW | SW | WM | WM | WN | WN | WS | WS | EA | EM | NE | NO | NT | NW | SC | SE | SO | SW | WM | WN | WS |  | TEMPERATURE
|  | MOYLE | FABLINK | BRITNED | Northconnet | VikingLink | NEMO |  |  | Elec |  |  | EA | EM | NE | NO | NT | NW | SC | SE | SO | SW | WM | WN | WS |  |  | Solar | WindOn | Solar | WindOn | Solar | WindOn | Solar | WindOn | Solar | WindOn | Solar | WindOn | Solar | WindOn | Solar | WindOn | Solar | WindOn | Solar | WindOn | Solar | WindOn | Solar | WindOn | Solar | WindOn | WindOff | WindOff | WindOff | WindOff | WindOff | WindOff | WindOff | WindOff | WindOff | WindOff | WindOff | WindOff | WindOff |  |  | EA | EM | NE | NO | NT | NW | SC | SE | SO | SW | WM | WN | WS
c1 | h1 | 33.2569 | 77.8803 | 35.8111 | 23.5165 | 23.5165 | 77.8803 | c1 | h1 | 33185.5 | c1 | h1 | 3592.3892 | 4488.2457 | 1894.7521 | 1929.1606 | 5692.7082 | 5022.7007 | 2395.571 | 4374.7271 | 2554.9185 | 1316.5664 | 3467.8817 | 219.2113 | 1608.8671 | c1 | h1 | 0 | 0.318 | 0 | 0.33 | 0 | 0.457 | 0 | 0.259 | 0 | 0.706 | 0 | 0.803 | 0 | 0.803 | 0 | 0.343 | 0 | 0.343 | 0 | 0.566 | 0 | 0.393 | 0 | 0.664 | 0 | 0.643 | 0.8705 | 0.79 | 0.778 | 0.84367 | 0.79925 | 0.868 | 0.7675 | 0.728 | 0.8055 | 0.816 | 0.01 | 0.81067 | 0.89 | c1 | h1 | -0.582 | -0.193 | 0.138 | 0.899 | -1.026 | 3.706 | 1.994 | 0.175 | 0.618 | 2.394 | -0.235 | 1.963 | 0.693 | WEIGHT OF CLUSTERS
c1 | h2 | 33.2569 | 75.7773 | 34.0742 | 23.3888 | 23.3888 | 70.7027 | c1 | h2 | 33098 | c1 | h2 | 2695.9148 | 3624.6301 | 1369.5276 | 1500.1301 | 4168.4391 | 3664.9407 | 1116.2166 | 2778.3364 | 2088.7094 | 874.9263 | 2498.9284 | 202.7529 | 958.1666 | c1 | h2 | 0 | 0.314 | 0 | 0.342 | 0 | 0.463 | 0 | 0.27 | 0 | 0.702 | 0 | 0.796 | 0 | 0.796 | 0 | 0.367 | 0 | 0.371 | 0 | 0.588 | 0 | 0.405 | 0 | 0.679 | 0 | 0.651 | 0.8575 | 0.8045 | 0.785 | 0.815 | 0.79692 | 0.86 | 0.7815 | 0.73633 | 0.813 | 0.84833 | 0.01 | 0.81 | 0.893 | c1 | h2 | -0.594 | -0.397 | -0.182 | 0.506 | -1.183 | 3.565 | 1.684 | -0.027 | 0.416 | 2.213 | -0.587 | 1.98 | 0.137 | c1 | 1
c1 | h3 | 30.4471 | 71.0348 | 32.2862 | 23.193 | 23.193 | 66.3094 | c1 | h3 | 32264 | c1 | h3 | 2610.7892 | 3392.0859 | 1278.3011 | 1476.5675 | 3735.9132 | 3252.7985 | 986.6029 | 2404.3032 | 2019.2685 | 821.7868 | 2295.0909 | 186.2945 | 784.241 | c1 | h3 | 0 | 0.333 | 0 | 0.349 | 0 | 0.458 | 0 | 0.289 | 0 | 0.696 | 0 | 0.779 | 0 | 0.779 | 0 | 0.397 | 0 | 0.409 | 0 | 0.616 | 0 | 0.413 | 0 | 0.697 | 0 | 0.655 | 0.8335 | 0.825 | 0.7065 | 0.75467 | 0.78658 | 0.831 | 0.806 | 0.73967 | 0.829 | 0.875 | 0.01 | 0.77233 | 0.898 | c1 | h3 | -0.686 | -0.615 | -0.411 | 0.054 | -1.376 | 3.539 | 1.372 | -0.376 | 0.215 | 1.973 | -0.861 | 1.966 | -0.246 | c2 | 98
c1 | h4 | 30.4046 | 68.9999 | 32.7715 | 23.3803 | 23.3803 | 64.5554 | c1 | h4 | 31558.5 | c1 | h4 | 2329.0288 | 3270.0073 | 1188.4228 | 1485.4267 | 3200.9757 | 2915.1324 | 881.2881 | 2275.0958 | 1974.6435 | 696.5617 | 1894.3175 | 67.3417 | 721.6539 | c1 | h4 | 0 | 0.351 | 0 | 0.333 | 0 | 0.46 | 0 | 0.313 | 0 | 0.702 | 0 | 0.75 | 0 | 0.75 | 0 | 0.423 | 0 | 0.436 | 0 | 0.613 | 0 | 0.416 | 0 | 0.721 | 0 | 0.658 | 0.8235 | 0.856 | 0.691 | 0.755 | 0.79325 | 0.803 | 0.821 | 0.763 | 0.8455 | 0.90233 | 0.01 | 0.74467 | 0.862 | c1 | h4 | -0.795 | -0.852 | -0.637 | -0.54 | -1.577 | 3.629 | 1.042 | -0.756 | -0.005 | 1.674 | -1.076 | 1.826 | -0.486 | c3 | 42
c1 | h5 | 30.4046 | 75.7517 | 35.2577 | 24.138 | 24.138 | 72.0821 | c1 | h5 | 31102 | c1 | h5 | 2382.6219 | 3347.8932 | 1215.802 | 1600.0948 | 3147.5652 | 3026.8668 | 651.7177 | 2384.8147 | 1990.5102 | 568.506 | 1679.2708 | 65.462 | 576.2028 | c1 | h5 | 0 | 0.38 | 0 | 0.321 | 0 | 0.455 | 0 | 0.338 | 0 | 0.738 | 0 | 0.704 | 0 | 0.704 | 0 | 0.449 | 0 | 0.457 | 0 | 0.632 | 0 | 0.403 | 0 | 0.748 | 0 | 0.652 | 0.8485 | 0.8605 | 0.7295 | 0.79033 | 0.83575 | 0.836 | 0.823 | 0.823 | 0.8655 | 0.91833 | 0.01 | 0.777 | 0.832 | c1 | h5 | -0.943 | -0.982 | -0.778 | -0.848 | -1.779 | 3.775 | 0.554 | -1.06 | -0.23 | 1.344 | -1.262 | 1.64 | -0.615 | c4 | 71
c1 | h6 | 30.4131 | 92.1247 | 38.0674 | 24.9043 | 24.9043 | 85.5432 | c1 | h6 | 32000.5 | c1 | h6 | 3155.1255 | 4277.054 | 1736.2212 | 1952.6837 | 3847.6431 | 3690.5437 | 1288.8025 | 3431.8908 | 2709.6198 | 1058.5443 | 2473.806 | 135.0585 | 697.2735 | c1 | h6 | 0 | 0.418 | 0 | 0.341 | 0 | 0.454 | 0 | 0.361 | 0 | 0.778 | 0 | 0.657 | 0 | 0.657 | 0 | 0.466 | 0 | 0.47 | 0 | 0.665 | 0 | 0.416 | 0 | 0.755 | 0 | 0.65 | 0.87 | 0.864 | 0.7645 | 0.79567 | 0.8575 | 0.846 | 0.8745 | 0.845 | 0.87 | 0.92467 | 0.01 | 0.803 | 0.837 | c1 | h6 | -1.119 | -1.026 | -0.836 | -1.406 | -1.989 | 3.853 | -0.047 | -1.294 | -0.482 | 1.148 | -1.428 | 1.389 | -0.682 | c5 | 85
c1 | h7 | 25.3045 | 127.7145 | 50.2599 | 26.5135 | 26.5135 | 114.6706 | c1 | h7 | 36740 | c1 | h7 | 5067.149 | 6042.9469 | 3254.6792 | 3146.3825 | 6053.0343 | 5082.548 | 3010.4227 | 6934.6747 | 5303.4946 | 2568.8629 | 3557.2279 | 301.2677 | 1003.2754 | c1 | h7 | 0 | 0.445 | 0 | 0.374 | 0 | 0.469 | 0 | 0.37 | 0 | 0.805 | 0 | 0.612 | 0 | 0.612 | 0 | 0.478 | 0 | 0.476 | 0 | 0.684 | 0 | 0.458 | 0 | 0.75 | 0 | 0.669 | 0.884 | 0.872 | 0.7625 | 0.80433 | 0.87583 | 0.839 | 0.9345 | 0.86767 | 0.8605 | 0.90767 | 0.01 | 0.827 | 0.865 | c1 | h7 | -1.315 | -1.008 | -0.798 | -1.571 | -2.184 | 3.799 | -0.727 | -1.459 | -0.658 | 0.88 | -1.547 | 1.056 | -0.755 | c6 | 68
c1 | h8 | 33.6996 | 140.4178 | 51.4775 | 26.786 | 26.786 | 140.4178 | c1 | h8 | 43796.5 | c1 | h8 | 10283.4944 | 12062.8427 | 6821.0111 | 5804.2255 | 11208.4745 | 11017.0119 | 7104.6275 | 14110.0555 | 10485.599 | 6709.6143 | 8501.8575 | 863.0446 | 1970.076 | c1 | h8 | 0 | 0.447 | 0 | 0.4 | 0 | 0.477 | 0 | 0.355 | 0 | 0.82 | 0 | 0.593 | 0 | 0.593 | 0 | 0.472 | 0 | 0.473 | 0 | 0.7 | 0 | 0.479 | 0 | 0.755 | 0 | 0.683 | 0.8745 | 0.89 | 0.7775 | 0.83767 | 0.87275 | 0.846 | 0.961 | 0.871 | 0.8545 | 0.87133 | 0.01 | 0.82667 | 0.856 | c1 | h8 | -1.558 | -1.05 | -0.754 | -1.798 | -2.239 | 3.578 | -1.539 | -1.452 | -0.725 | 0.637 | -1.716 | 0.799 | -0.925
c1 | h9 | 52.1841 | 127.7145 | 58.2719 | 26.6838 | 26.6838 | 110.4475 | c1 | h9 | 45913 | c1 | h9 | 12199.5709 | 14659.048 | 8468.7595 | 7254.2008 | 13306.2567 | 14330.9436 | 9186.372 | 16015.1374 | 12178.3034 | 8602.7416 | 11142.6211 | 1257.5171 | 3172.3183 | c1 | h9 | 0.006 | 0.432 | 0.066 | 0.408 | 0.079 | 0.485 | 0.006 | 0.355 | 0.005 | 0.828 | 0.048 | 0.59 | 0 | 0.59 | 0.007 | 0.464 | 0.008 | 0.463 | 0.009 | 0.704 | 0.023 | 0.474 | 0.04 | 0.782 | 0.04 | 0.731 | 0.8745 | 0.878 | 0.7885 | 0.85733 | 0.85825 | 0.851 | 0.969 | 0.842 | 0.8355 | 0.893 | 0.01 | 0.80867 | 0.826 | c1 | h9 | -1.445 | -0.93 | -0.707 | -1.653 | -1.905 | 3.267 | -2.023 | -1.178 | -0.424 | 0.79 | -1.616 | 0.689 | -0.946
c1 | h10 | 51.7925 | 107.3568 | 59.5575 | 26.6668 | 26.6668 | 141.9164 | c1 | h10 | 47380 | c1 | h10 | 10286.2522 | 12993.1518 | 7560.559 | 6667.9539 | 11743.0036 | 13130.784 | 8195.6593 | 13132.6984 | 10139.145 | 7024.6638 | 9894.5594 | 1148.082 | 3602.976 | c1 | h10 | 0.136 | 0.46 | 0.269 | 0.433 | 0.24 | 0.545 | 0.039 | 0.387 | 0.065 | 0.833 | 0.132 | 0.586 | 0.032 | 0.586 | 0.026 | 0.448 | 0.092 | 0.457 | 0.093 | 0.704 | 0.125 | 0.546 | 0.217 | 0.803 | 0.146 | 0.763 | 0.8805 | 0.8065 | 0.8045 | 0.87833 | 0.82725 | 0.858 | 0.965 | 0.774 | 0.7965 | 0.92533 | 0.01 | 0.813 | 0.751 | c1 | h10 | -1.224 | -0.642 | -0.282 | -1.084 | -1.422 | 3.041 | -1.314 | -0.808 | 0.124 | 1.409 | -1.134 | 0.927 | -0.653
c1 | h11 | 48.7955 | 102.1716 | 51.0858 | 26.5646 | 26.5646 | 102.1716 | c1 | h11 | 47637.5 | c1 | h11 | 8401.8167 | 11180.9966 | 6490.4023 | 5923.305 | 9527.2132 | 11017.1138 | 6456.1169 | 10878.3199 | 8245.2735 | 5663.7629 | 8428.6359 | 919.3636 | 3270.4555 | c1 | h11 | 0.386 | 0.466 | 0.335 | 0.463 | 0.249 | 0.572 | 0.097 | 0.384 | 0.18 | 0.833 | 0.199 | 0.629 | 0.07 | 0.629 | 0.105 | 0.421 | 0.17 | 0.443 | 0.172 | 0.721 | 0.244 | 0.571 | 0.264 | 0.8 | 0.285 | 0.76 | 0.882 | 0.8295 | 0.8745 | 0.898 | 0.83033 | 0.86 | 0.9615 | 0.77867 | 0.823 | 0.91467 | 0.01 | 0.82233 | 0.761 | c1 | h11 | -0.963 | -0.314 | 0.158 | -0.332 | -0.838 | 2.927 | -0.439 | -0.394 | 0.785 | 2.281 | -0.637 | 1.378 | -0.16
c1 | h12 | 46.7009 | 86.2328 | 46.0624 | 26.4795 | 26.4795 | 86.2328 | c1 | h12 | 47960 | c1 | h12 | 7896.4507 | 10685.4371 | 6169.3648 | 5605.8498 | 9167.3768 | 10325.8601 | 5377.637 | 10543.126 | 7768.6154 | 4987.018 | 7786.1314 | 802.4011 | 2733.3466 | c1 | h12 | 0.409 | 0.466 | 0.289 | 0.482 | 0.243 | 0.6 | 0.117 | 0.377 | 0.336 | 0.831 | 0.234 | 0.661 | 0.119 | 0.661 | 0.23 | 0.382 | 0.283 | 0.426 | 0.286 | 0.71 | 0.396 | 0.581 | 0.304 | 0.79 | 0.428 | 0.75 | 0.906 | 0.899 | 0.911 | 0.922 | 0.89217 | 0.909 | 0.961 | 0.87833 | 0.8535 | 0.90333 | 0.01 | 0.82967 | 0.793 | c1 | h12 | -0.615 | 0.016 | 0.566 | 0.406 | -0.07 | 2.84 | 0.488 | 0.135 | 1.45 | 3.22 | -0.063 | 2.129 | 0.454
c1 | h13 | 45.9772 | 75.607 | 45.2194 | 26.4199 | 26.4199 | 75.607 | c1 | h13 | 48233 | c1 | h13 | 8066.6356 | 10785.454 | 6222.8346 | 5496.5742 | 9341.8327 | 10486.7131 | 5046.5082 | 10323.4549 | 7897.8435 | 5090.8353 | 8065.9161 | 747.2247 | 2332.4457 | c1 | h13 | 0.296 | 0.433 | 0.175 | 0.483 | 0.133 | 0.617 | 0.071 | 0.352 | 0.335 | 0.826 | 0.091 | 0.669 | 0.095 | 0.669 | 0.341 | 0.338 | 0.341 | 0.406 | 0.341 | 0.715 | 0.345 | 0.577 | 0.176 | 0.786 | 0.244 | 0.733 | 0.9185 | 0.9255 | 0.9275 | 0.92867 | 0.88242 | 0.92 | 0.9555 | 0.84633 | 0.824 | 0.87367 | 0.01 | 0.83067 | 0.783 | c1 | h13 | -0.269 | 0.409 | 0.771 | 0.898 | 0.684 | 2.765 | 1.191 | 0.778 | 1.975 | 3.711 | 0.636 | 2.888 | 0.995
c1 | h14 | 44.5298 | 81.7969 | 44.3595 | 26.4114 | 26.4114 | 81.7969 | c1 | h14 | 48128.5 | c1 | h14 | 8579.564 | 11146.4512 | 6540.7788 | 5537.6111 | 9749.6115 | 11052.439 | 4869.8922 | 10839.5694 | 8031.62 | 5282.6212 | 8357.6909 | 805.8172 | 2106.0565 | c1 | h14 | 0.129 | 0.394 | 0.063 | 0.455 | 0.058 | 0.606 | 0.053 | 0.328 | 0.154 | 0.819 | 0.055 | 0.669 | 0.108 | 0.669 | 0.23 | 0.311 | 0.159 | 0.384 | 0.158 | 0.724 | 0.183 | 0.549 | 0.068 | 0.784 | 0.172 | 0.703 | 0.924 | 0.9395 | 0.9305 | 0.92333 | 0.87683 | 0.913 | 0.9495 | 0.82967 | 0.777 | 0.826 | 0.01 | 0.838 | 0.805 | c1 | h14 | -0.053 | 0.681 | 0.796 | 1.036 | 1.183 | 2.676 | 1.477 | 1.391 | 2.321 | 3.834 | 1.131 | 3.306 | 1.347
c1 | h15 | 43.6784 | 95.8966 | 47.1948 | 26.471 | 26.471 | 95.8966 | c1 | h15 | 47648 | c1 | h15 | 8569.3558 | 11474.7652 | 6676.5274 | 5533.7355 | 9759.6082 | 11359.0442 | 4716.9021 | 10816.8577 | 8002.5752 | 5395.0258 | 8583.567 | 805.3371 | 2055.4429 | c1 | h15 | 0.041 | 0.369 | 0.028 | 0.417 | 0.033 | 0.568 | 0.043 | 0.309 | 0.054 | 0.829 | 0.041 | 0.605 | 0.098 | 0.605 | 0.081 | 0.288 | 0.054 | 0.37 | 0.054 | 0.702 | 0.091 | 0.533 | 0.044 | 0.786 | 0.088 | 0.658 | 0.9215 | 0.9405 | 0.9235 | 0.90767 | 0.87675 | 0.898 | 0.951 | 0.832 | 0.7495 | 0.807 | 0.01 | 0.83967 | 0.818 | c1 | h15 | -0.157 | 0.491 | 0.613 | 0.704 | 1.168 | 2.707 | 1.201 | 1.771 | 2.416 | 3.658 | 1.184 | 3.21 | 1.398
c1 | h16 | 45.9517 | 104.7259 | 49.6384 | 26.6327 | 26.6327 | 94.2874 | c1 | h16 | 47762 | c1 | h16 | 8619.1946 | 11872.3508 | 6854.6047 | 5927.0461 | 9736.9581 | 11897.7297 | 4924.8396 | 10729.1406 | 8072.1823 | 5486.9386 | 8884.6954 | 819.4579 | 2277.7874 | c1 | h16 | 0.008 | 0.309 | 0.008 | 0.374 | 0.013 | 0.533 | 0.029 | 0.281 | 0.013 | 0.839 | 0.015 | 0.582 | 0.021 | 0.582 | 0.016 | 0.306 | 0.02 | 0.381 | 0.02 | 0.625 | 0.032 | 0.499 | 0.017 | 0.771 | 0.041 | 0.621 | 0.916 | 0.9315 | 0.9065 | 0.898 | 0.87533 | 0.884 | 0.93 | 0.83467 | 0.7605 | 0.81867 | 0.01 | 0.83133 | 0.812 | c1 | h16 | -0.805 | -0.367 | -0.084 | -0.208 | 0.01 | 2.763 | 0.079 | 1.494 | 1.747 | 2.977 | 0.681 | 2.594 | 0.833
c1 | h17 | 52.1586 | 114.347 | 60.8091 | 26.9222 | 26.9222 | 149.0002 | c1 | h17 | 49187 | c1 | h17 | 10351.5195 | 13831.5595 | 8289.8557 | 7039.8388 | 11564.9778 | 14349.831 | 6790.2948 | 13031.2562 | 9320.1538 | 6529.7363 | 10894.6103 | 1101.3883 | 2449.4852 | c1 | h17 | 0 | 0.315 | 0 | 0.363 | 0 | 0.533 | 0 | 0.373 | 0 | 0.834 | 0 | 0.628 | 0 | 0.628 | 0 | 0.416 | 0 | 0.492 | 0 | 0.625 | 0.001 | 0.494 | 0 | 0.765 | 0.001 | 0.662 | 0.907 | 0.918 | 0.8865 | 0.87033 | 0.87967 | 0.863 | 0.9225 | 0.85233 | 0.777 | 0.82533 | 0.01 | 0.828 | 0.786 | c1 | h17 | -2.586 | -1.909 | -1.047 | -1.37 | -2.242 | 2.863 | -1.474 | 0.899 | 0.438 | 1.594 | -0.666 | 1.541 | -0.069
c1 | h18 | 54.3297 | 118.3488 | 51.0007 | 26.7264 | 26.7264 | 118.3488 | c1 | h18 | 51643.5 | c1 | h18 | 12405.3491 | 16409.0206 | 9771.122 | 8355.5799 | 13588.2288 | 17376.8049 | 9522.1047 | 15624.7136 | 11967.4691 | 8835.3209 | 12647.9632 | 1442.027 | 3278.5708 | c1 | h18 | 0 | 0.37 | 0 | 0.393 | 0 | 0.497 | 0 | 0.454 | 0 | 0.811 | 0 | 0.63 | 0 | 0.63 | 0 | 0.535 | 0 | 0.589 | 0 | 0.669 | 0 | 0.477 | 0 | 0.756 | 0 | 0.689 | 0.8895 | 0.8825 | 0.836 | 0.81433 | 0.87542 | 0.82 | 0.9065 | 0.86133 | 0.7745 | 0.82333 | 0.01 | 0.82067 | 0.79 | c1 | h18 | -2.761 | -2.42 | -1.469 | -1.816 | -2.247 | 2.991 | -2.042 | 1.175 | 0.797 | 1.261 | -1.967 | 0.884 | -0.668
c1 | h19 | 53.291 | 103.2785 | 38.2292 | 26.4028 | 26.4028 | 103.2785 | c1 | h19 | 51329 | c1 | h19 | 13588.3038 | 17240.2606 | 10374.8461 | 8804.6676 | 15017.0054 | 18677.4502 | 10858.4771 | 17644.7113 | 13214.9529 | 10067.5883 | 13644.3605 | 1660.3807 | 4293.9462 | c1 | h19 | 0 | 0.406 | 0 | 0.37 | 0 | 0.496 | 0 | 0.473 | 0 | 0.772 | 0 | 0.604 | 0 | 0.604 | 0 | 0.597 | 0 | 0.635 | 0 | 0.692 | 0 | 0.439 | 0 | 0.739 | 0 | 0.712 | 0.8545 | 0.817 | 0.811 | 0.799 | 0.85825 | 0.801 | 0.879 | 0.862 | 0.779 | 0.83633 | 0.01 | 0.80667 | 0.8 | c1 | h19 | -2.642 | -2.562 | -2.011 | -2.019 | -2.063 | 3.165 | -2.434 | 1.394 | 1.268 | 1.331 | -2.39 | 0.559 | -1.051
c1 | h20 | 53.291 | 84.3767 | 39.0551 | 25.5088 | 25.5088 | 84.3767 | c1 | h20 | 50343 | c1 | h20 | 14126.3142 | 17741.6131 | 10598.4612 | 8859.5758 | 16455.4274 | 19500.3593 | 11240.5909 | 18939.8124 | 13203.7519 | 10518.7355 | 14284.452 | 1735.9982 | 4860.7071 | c1 | h20 | 0 | 0.429 | 0 | 0.357 | 0 | 0.49 | 0 | 0.471 | 0 | 0.718 | 0 | 0.604 | 0 | 0.604 | 0 | 0.606 | 0 | 0.644 | 0 | 0.714 | 0 | 0.396 | 0 | 0.711 | 0 | 0.7 | 0.8185 | 0.7825 | 0.7925 | 0.79 | 0.82908 | 0.777 | 0.8655 | 0.83967 | 0.7605 | 0.843 | 0.01 | 0.78567 | 0.801 | c1 | h20 | -2.424 | -2.771 | -2.154 | -2.119 | -1.822 | 3.367 | -2.628 | 1.409 | 1.451 | 1.465 | -2.659 | 0.302 | -1.363
c1 | h21 | 48.6933 | 76.799 | 38.3314 | 25.3811 | 25.3811 | 72.2268 | c1 | h21 | 47564.5 | c1 | h21 | 13225.8316 | 16375.4904 | 9890.1802 | 8354.0669 | 16078.2206 | 18567.0926 | 10734.2975 | 17776.1896 | 12068.3514 | 9542.8295 | 13472.0527 | 1610.2406 | 4496.9362 | c1 | h21 | 0 | 0.45 | 0 | 0.342 | 0 | 0.486 | 0 | 0.459 | 0 | 0.658 | 0 | 0.597 | 0 | 0.597 | 0 | 0.581 | 0 | 0.629 | 0 | 0.721 | 0 | 0.358 | 0 | 0.712 | 0 | 0.658 | 0.7875 | 0.7735 | 0.7805 | 0.78633 | 0.81592 | 0.765 | 0.8595 | 0.84433 | 0.779 | 0.828 | 0.01 | 0.74533 | 0.773 | c1 | h21 | -2.125 | -2.746 | -2.202 | -2.382 | -1.698 | 3.619 | -2.741 | 1.303 | 1.391 | 1.74 | -2.843 | 0.299 | -1.651
c1 | h22 | 45.2705 | 75.011 | 38.3995 | 24.8703 | 24.8703 | 68.4039 | c1 | h22 | 43251.5 | c1 | h22 | 12160.3359 | 14600.4154 | 8847.4307 | 7394.1959 | 15236.346 | 16901.171 | 10033.7136 | 16387.1443 | 10823.9777 | 8520.666 | 12372.8166 | 1463.1837 | 3970.8752 | c1 | h22 | 0 | 0.462 | 0 | 0.295 | 0 | 0.492 | 0 | 0.453 | 0 | 0.596 | 0 | 0.566 | 0 | 0.566 | 0 | 0.542 | 0 | 0.602 | 0 | 0.71 | 0 | 0.361 | 0 | 0.7 | 0 | 0.65 | 0.7575 | 0.7635 | 0.776 | 0.77667 | 0.79342 | 0.756 | 0.824 | 0.82933 | 0.7825 | 0.78733 | 0.01 | 0.708 | 0.761 | c1 | h22 | -1.935 | -2.664 | -2.253 | -2.475 | -1.634 | 3.852 | -2.911 | 1.167 | 1.257 | 2.004 | -2.839 | 0.521 | -1.777
c1 | h23 | 36.0495 | 71.2221 | 33.0781 | 24.5467 | 24.5467 | 67.7057 | c1 | h23 | 38420.5 | c1 | h23 | 10283.6733 | 12087.0398 | 7246.4393 | 5958.453 | 13479.9133 | 13856.6504 | 8474.9183 | 13968.9193 | 8969.7672 | 6812.7421 | 10295.2941 | 1146.1697 | 3237.8966 | c1 | h23 | 0 | 0.44 | 0 | 0.261 | 0 | 0.439 | 0 | 0.433 | 0 | 0.53 | 0 | 0.533 | 0 | 0.533 | 0 | 0.52 | 0 | 0.588 | 0 | 0.705 | 0 | 0.365 | 0 | 0.674 | 0 | 0.634 | 0.747 | 0.769 | 0.7725 | 0.747 | 0.7815 | 0.728 | 0.7685 | 0.816 | 0.7685 | 0.73967 | 0.01 | 0.67833 | 0.724 | c1 | h23 | -1.867 | -2.535 | -2.167 | -2.461 | -1.687 | 4.059 | -3.011 | 1.053 | 1.243 | 2.184 | -2.672 | 0.74 | -1.894
c1 | h24 | 35.4876 | 67.2034 | 33.3079 | 24.2828 | 24.2828 | 63.0058 | c1 | h24 | 34986 | c1 | h24 | 5863.8738 | 6866.6074 | 4101.0938 | 3510.2347 | 8193.0162 | 7950.7973 | 5033.7081 | 7752.6486 | 4981.9064 | 3568.2509 | 5879.0047 | 643.0798 | 2200.8989 | c1 | h24 | 0 | 0.428 | 0 | 0.261 | 0 | 0.355 | 0 | 0.422 | 0 | 0.483 | 0 | 0.529 | 0 | 0.529 | 0 | 0.502 | 0 | 0.564 | 0 | 0.689 | 0 | 0.349 | 0 | 0.661 | 0 | 0.62 | 0.7215 | 0.746 | 0.748 | 0.714 | 0.76058 | 0.699 | 0.7665 | 0.79967 | 0.734 | 0.665 | 0.01 | 0.66333 | 0.696 | c1 | h24 | -1.803 | -2.294 | -2.134 | -2.526 | -1.687 | 4.197 | -3.028 | 0.988 | 1.229 | 2.264 | -2.527 | 0.943 | -1.881
c2 | h1 | 29.8737 | 35.5438 | 26.0062 | 25.1768 | -4.2568 | 26.0062 | c2 | h1 | 28245 | c2 | h1 | 2223.3145 | 2738.0692 | 1379.7099 | 1329.9707 | 3374.8526 | 3132.5256 | 1917.0869 | 1930.9122 | 1193.5814 | 752.4363 | 2223.0726 | 98.8379 | 417.6961 | c2 | h1 | 0 | 0.487 | 0 | 0.215 | 0 | 0.15 | 0 | 0.846 | 0 | 0.559 | 0 | 0.199 | 0 | 0.199 | 0 | 0.926 | 0 | 0.887 | 0 | 0.857 | 0 | 0.591 | 0 | 0.864 | 0 | 0.826 | 0.9715 | 0.9255 | 0.9115 | 0.975 | 0.97458 | 0.975 | 0.8835 | 0.97767 | 0.9665 | 0.98 | 0.01 | 0.95433 | 0.977 | c2 | h1 | 9.048 | 6.727 | 4.621 | 3.529 | 9.261 | 6.674 | 2.479 | 9.421 | 9.426 | 9.416 | 8.55 | 8.841 | 8.253
c2 | h2 | 29.1374 | 34.1389 | 24.1105 | 24.906 | 0.0084628 | 24.1105 | c2 | h2 | 28005 | c2 | h2 | 1658.793 | 2066.9557 | 1000.1294 | 1097.7537 | 2341.3242 | 2088.2537 | 1182.8138 | 1345.9438 | 729.4701 | 421.1074 | 1472.7777 | 37.9514 | 51.8946 | c2 | h2 | 0 | 0.587 | 0 | 0.404 | 0 | 0.23 | 0 | 0.862 | 0 | 0.33 | 0 | 0.268 | 0 | 0.268 | 0 | 0.937 | 0 | 0.903 | 0 | 0.873 | 0 | 0.739 | 0 | 0.897 | 0 | 0.893 | 0.953 | 0.8795 | 0.9135 | 0.97867 | 0.955 | 0.972 | 0.898 | 0.957 | 0.92 | 0.98 | 0.01 | 0.94833 | 0.972 | c2 | h2 | 8.944 | 7.532 | 4.803 | 3.081 | 9.165 | 6.459 | 1.874 | 9.306 | 9.341 | 9.522 | 8.678 | 8.923 | 8.327
c2 | h3 | 28.8666 | 29.4252 | 25.3884 | 24.906 | 0.10155 | 25.3884 | c2 | h3 | 27211.5 | c2 | h3 | 1408.8011 | 1943.8958 | 900.2985 | 1007.0352 | 2048.0771 | 1730.0261 | 975.5263 | 1060.2617 | 637.8599 | 370.3997 | 1316.4737 | 13.854 | 376.8933 | c2 | h3 | 0 | 0.739 | 0 | 0.577 | 0 | 0.36 | 0 | 0.887 | 0 | 0.191 | 0 | 0.463 | 0 | 0.463 | 0 | 0.951 | 0 | 0.92 | 0 | 0.9 | 0 | 0.809 | 0 | 0.925 | 0 | 0.924 | 0.9445 | 0.88 | 0.9145 | 0.98 | 0.92758 | 0.975 | 0.8935 | 0.91067 | 0.8925 | 0.981 | 0.01 | 0.93767 | 0.97 | c2 | h3 | 8.868 | 7.996 | 5.129 | 2.902 | 9.28 | 6.186 | 1.583 | 9.264 | 9.317 | 9.574 | 8.832 | 8.924 | 8.352
c2 | h4 | 27.758 | 17.6534 | 27.6226 | 25.3969 | 7.9889 | 17.6534 | c2 | h4 | 26172.5 | c2 | h4 | 1353.862 | 1783.5379 | 823.1658 | 994.9357 | 1734.1803 | 1490.9965 | 809.4235 | 812.474 | 715.374 | 271.8684 | 1131.8764 | 34.186 | 455.318 | c2 | h4 | 0 | 0.817 | 0 | 0.774 | 0 | 0.524 | 0 | 0.909 | 0 | 0.267 | 0 | 0.713 | 0 | 0.713 | 0 | 0.963 | 0 | 0.93 | 0 | 0.931 | 0 | 0.863 | 0 | 0.945 | 0 | 0.951 | 0.9485 | 0.8915 | 0.9235 | 0.98033 | 0.89842 | 0.975 | 0.895 | 0.84833 | 0.8785 | 0.984 | 0.01 | 0.93533 | 0.978 | c2 | h4 | 8.825 | 8.482 | 5.981 | 3.215 | 9.388 | 6.018 | 1.351 | 9.261 | 9.264 | 9.738 | 8.946 | 8.888 | 8.341
c2 | h5 | 29.1374 | 21.6055 | 21.6055 | 24.9737 | 21.6055 | 21.6055 | c2 | h5 | 25236 | c2 | h5 | 1317.6252 | 1699.0621 | 697.8801 | 1027.7182 | 1497.4305 | 1360.7084 | 799.4821 | 424.6087 | 693.73 | 105.3971 | 907.9976 | 37.6796 | 644.3273 | c2 | h5 | 0 | 0.868 | 0 | 0.861 | 0 | 0.746 | 0 | 0.921 | 0 | 0.626 | 0 | 0.803 | 0 | 0.803 | 0 | 0.965 | 0 | 0.939 | 0 | 0.957 | 0 | 0.901 | 0 | 0.97 | 0 | 0.978 | 0.9395 | 0.877 | 0.9285 | 0.98133 | 0.86475 | 0.977 | 0.8955 | 0.79 | 0.8305 | 0.985 | 0.01 | 0.933 | 0.984 | c2 | h5 | 8.884 | 8.769 | 7.438 | 4.391 | 9.346 | 6.116 | 1.333 | 9.173 | 9.164 | 9.933 | 8.991 | 8.835 | 8.222
c2 | h6 | 28.8666 | 29.6198 | 29.6198 | 25.6338 | 25.6338 | 29.6198 | c2 | h6 | 26472 | c2 | h6 | 1814.3696 | 2302.363 | 896.4177 | 1249.8424 | 2048.4645 | 2014.6284 | 1331.8184 | 1074.5432 | 1138.8104 | 357.7549 | 1401.962 | 6.7141 | 787.6318 | c2 | h6 | 0 | 0.891 | 0 | 0.888 | 0 | 0.833 | 0 | 0.952 | 0 | 0.864 | 0 | 0.836 | 0 | 0.836 | 0 | 0.976 | 0 | 0.975 | 0 | 0.971 | 0 | 0.947 | 0 | 0.988 | 0 | 0.989 | 0.929 | 0.864 | 0.934 | 0.98267 | 0.856 | 0.978 | 0.9025 | 0.783 | 0.8255 | 0.986 | 0.01 | 0.93067 | 0.98 | c2 | h6 | 8.933 | 8.84 | 8.276 | 5.899 | 9.376 | 6.53 | 1.668 | 9.05 | 9.248 | 9.929 | 8.995 | 8.73 | 7.76
c2 | h7 | 28.325 | 38.9373 | 38.9373 | 26.3532 | 26.3532 | 38.9373 | c2 | h7 | 30515 | c2 | h7 | 2400.3596 | 2842.1095 | 1829.4263 | 2102.0891 | 2588.6323 | 2696.7973 | 2610.3287 | 3221.9989 | 2616.7715 | 1337.066 | 1290.0584 | 102.2315 | 331.5766 | c2 | h7 | 0 | 0.941 | 0 | 0.919 | 0 | 0.901 | 0 | 0.974 | 0 | 0.972 | 0 | 0.861 | 0 | 0.861 | 0 | 0.989 | 0 | 0.988 | 0 | 0.981 | 0 | 0.976 | 0 | 0.993 | 0 | 0.991 | 0.931 | 0.8875 | 0.9425 | 0.984 | 0.85883 | 0.981 | 0.9215 | 0.78667 | 0.819 | 0.989 | 0.01 | 0.93067 | 0.978 | c2 | h7 | 9.135 | 8.967 | 8.495 | 6.839 | 9.631 | 7.338 | 1.902 | 9.087 | 9.469 | 9.804 | 8.722 | 8.229 | 6.451
c2 | h8 | 29.5436 | 41.1631 | 40.8753 | 26.9456 | 26.9456 | 40.9853 | c2 | h8 | 35315 | c2 | h8 | 5983.4762 | 6814.2717 | 4288.0393 | 3899.9378 | 6149.4822 | 7030.4722 | 6075.3522 | 8401.3663 | 6202.0987 | 4400.8347 | 4555.853 | 504.6792 | 1457.9283 | c2 | h8 | 0.049 | 0.966 | 0.021 | 0.955 | 0.021 | 0.93 | 0.004 | 0.982 | 0.029 | 0.988 | 0.012 | 0.868 | 0 | 0.868 | 0.048 | 0.993 | 0.016 | 0.991 | 0.016 | 0.99 | 0.008 | 0.989 | 0.011 | 0.993 | 0.005 | 0.993 | 0.9335 | 0.905 | 0.9465 | 0.986 | 0.84825 | 0.984 | 0.9565 | 0.763 | 0.8305 | 0.99033 | 0.01 | 0.93167 | 0.983 | c2 | h8 | 9.568 | 9.019 | 8.375 | 6.883 | 9.788 | 7.579 | 1.909 | 9.313 | 9.712 | 9.37 | 7.815 | 7.057 | 4.939
c2 | h9 | 34.0205 | 39.2759 | 39.2759 | 27.1317 | 27.1317 | 39.2759 | c2 | h9 | 37247 | c2 | h9 | 6455.2418 | 8515.4517 | 5185.6895 | 4829.3395 | 7129.0129 | 9113.491 | 8028.5376 | 9061.2917 | 6818.9881 | 5413.9475 | 5950.2834 | 748.3431 | 2803.4712 | c2 | h9 | 0.123 | 0.985 | 0.1 | 0.982 | 0.109 | 0.952 | 0.044 | 0.99 | 0.085 | 0.993 | 0.084 | 0.871 | 0.015 | 0.871 | 0.133 | 0.993 | 0.074 | 0.993 | 0.073 | 0.988 | 0.064 | 0.992 | 0.079 | 0.993 | 0.065 | 0.992 | 0.935 | 0.8995 | 0.945 | 0.98767 | 0.84267 | 0.985 | 0.9695 | 0.75033 | 0.8485 | 0.99 | 0.01 | 0.93533 | 0.991 | c2 | h9 | 9.993 | 8.804 | 7.91 | 6.201 | 9.912 | 7.607 | 1.712 | 9.659 | 10.026 | 8.47 | 6.719 | 6.677 | 4.545
c2 | h10 | 42.204 | 36.6947 | 36.6947 | 27.4449 | 27.4449 | 36.6947 | c2 | h10 | 38023 | c2 | h10 | 4819.1802 | 7041.119 | 4632.46 | 4419.5111 | 5837.6349 | 8483.5394 | 7278.894 | 6635.1995 | 5055.6024 | 4003.7999 | 5359.1078 | 729.9166 | 2839.2673 | c2 | h10 | 0.164 | 0.993 | 0.212 | 0.991 | 0.192 | 0.953 | 0.097 | 0.992 | 0.148 | 0.992 | 0.158 | 0.943 | 0.048 | 0.943 | 0.186 | 0.991 | 0.133 | 0.993 | 0.132 | 0.992 | 0.143 | 0.993 | 0.174 | 0.993 | 0.112 | 0.991 | 0.948 | 0.93 | 0.9555 | 0.989 | 0.8935 | 0.986 | 0.966 | 0.839 | 0.9035 | 0.98967 | 0.01 | 0.947 | 0.993 | c2 | h10 | 9.969 | 8.017 | 6.803 | 5.918 | 9.661 | 7.86 | 1.297 | 10.148 | 10.211 | 8.57 | 6.609 | 6.452 | 4.485
c2 | h11 | 39.8429 | 34.3674 | 34.3674 | 27.2333 | 27.2333 | 34.3674 | c2 | h11 | 37845.5 | c2 | h11 | 3305.2189 | 5674.7679 | 3904.8984 | 3613.9789 | 4095.5546 | 7519.4844 | 6406.4996 | 4598.091 | 3453.6076 | 2704.8074 | 4480.4668 | 634.4208 | 2346.9779 | c2 | h11 | 0.216 | 0.991 | 0.304 | 0.993 | 0.237 | 0.946 | 0.117 | 0.993 | 0.21 | 0.979 | 0.172 | 0.973 | 0.102 | 0.973 | 0.22 | 0.991 | 0.21 | 0.993 | 0.209 | 0.993 | 0.211 | 0.988 | 0.222 | 0.993 | 0.127 | 0.989 | 0.972 | 0.965 | 0.9685 | 0.99033 | 0.938 | 0.985 | 0.9765 | 0.904 | 0.937 | 0.98733 | 0.01 | 0.96433 | 0.993 | c2 | h11 | 9.716 | 7.643 | 6.592 | 6.134 | 9.711 | 8.249 | 0.828 | 10.458 | 10.062 | 8.586 | 6.826 | 6.298 | 4.66
c2 | h12 | 42.204 | 42.1786 | 27.8511 | 26.954 | 26.954 | 34.8921 | c2 | h12 | 38339 | c2 | h12 | 2700.1296 | 5260.8924 | 3622.5078 | 3083.1811 | 3537.5851 | 7007.0754 | 5778.0769 | 3678.321 | 2809.0909 | 2055.2952 | 4226.9682 | 580.4042 | 1841.6741 | c2 | h12 | 0.285 | 0.981 | 0.279 | 0.99 | 0.245 | 0.914 | 0.167 | 0.989 | 0.235 | 0.941 | 0.155 | 0.967 | 0.096 | 0.967 | 0.246 | 0.987 | 0.219 | 0.991 | 0.219 | 0.992 | 0.26 | 0.977 | 0.221 | 0.993 | 0.126 | 0.991 | 0.979 | 0.9745 | 0.9755 | 0.99 | 0.95133 | 0.982 | 0.983 | 0.92367 | 0.95 | 0.988 | 0.01 | 0.969 | 0.992 | c2 | h12 | 9.728 | 7.481 | 6.579 | 6.226 | 9.816 | 7.881 | 0.838 | 10.337 | 10.103 | 8.738 | 7.194 | 6.385 | 4.773
c2 | h13 | 37.6679 | 39.3436 | 29.6198 | 26.8186 | 26.8186 | 34.3251 | c2 | h13 | 38258.5 | c2 | h13 | 3036.3904 | 5504.365 | 3778.591 | 3034.8205 | 3710.1144 | 7483.6817 | 5620.9421 | 3608.4292 | 2926.8225 | 1977.5918 | 4404.1112 | 688.2952 | 1977.4207 | c2 | h13 | 0.258 | 0.95 | 0.198 | 0.981 | 0.179 | 0.878 | 0.233 | 0.98 | 0.197 | 0.962 | 0.164 | 0.943 | 0.095 | 0.943 | 0.244 | 0.975 | 0.21 | 0.985 | 0.21 | 0.991 | 0.204 | 0.967 | 0.193 | 0.993 | 0.146 | 0.993 | 0.98 | 0.978 | 0.979 | 0.99033 | 0.962 | 0.981 | 0.986 | 0.944 | 0.965 | 0.98967 | 0.01 | 0.97 | 0.992 | c2 | h13 | 9.572 | 7.115 | 6.766 | 5.114 | 9.63 | 6.891 | 1.191 | 10.185 | 10.008 | 8.802 | 7.348 | 6.583 | 4.948
c2 | h14 | 42.204 | 37.5494 | 29.6198 | 26.4378 | 26.4378 | 33.0049 | c2 | h14 | 37803 | c2 | h14 | 3625.8858 | 6102.0135 | 3878.283 | 3496.8129 | 4259.4804 | 8053.6482 | 5721.7426 | 4287.0053 | 3350.6839 | 2137.2683 | 4811.6025 | 642.9868 | 2371.5317 | c2 | h14 | 0.179 | 0.904 | 0.159 | 0.981 | 0.179 | 0.93 | 0.296 | 0.975 | 0.152 | 0.967 | 0.195 | 0.905 | 0.082 | 0.905 | 0.184 | 0.953 | 0.168 | 0.981 | 0.168 | 0.992 | 0.15 | 0.974 | 0.156 | 0.992 | 0.147 | 0.989 | 0.983 | 0.98 | 0.979 | 0.991 | 0.97017 | 0.982 | 0.9875 | 0.95733 | 0.9775 | 0.989 | 0.01 | 0.97333 | 0.991 | c2 | h14 | 9.227 | 6.843 | 7.087 | 3.3 | 9.403 | 6.434 | 1.389 | 9.953 | 9.671 | 8.591 | 7.292 | 6.644 | 5.007
c2 | h15 | 37.6679 | 35.1291 | 29.5352 | 26.1501 | 26.1501 | 32.8357 | c2 | h15 | 37781.5 | c2 | h15 | 3863.0131 | 6411.7326 | 4194.4812 | 4045.5009 | 4127.3765 | 8133.9525 | 5803.9407 | 4126.6199 | 3256.4092 | 2029.2287 | 4804.1723 | 618.2527 | 2321.9367 | c2 | h15 | 0.13 | 0.867 | 0.132 | 0.985 | 0.213 | 0.98 | 0.252 | 0.974 | 0.126 | 0.982 | 0.203 | 0.824 | 0.061 | 0.824 | 0.126 | 0.948 | 0.138 | 0.982 | 0.138 | 0.993 | 0.132 | 0.988 | 0.131 | 0.989 | 0.161 | 0.974 | 0.9855 | 0.9795 | 0.9765 | 0.99133 | 0.97692 | 0.986 | 0.9865 | 0.96833 | 0.9825 | 0.986 | 0.01 | 0.97667 | 0.992 | c2 | h15 | 8.341 | 6.71 | 6.247 | 2.665 | 9.098 | 6.111 | 1.516 | 9.637 | 9.346 | 8.256 | 6.959 | 6.541 | 4.879
c2 | h16 | 32.0148 | 33.8427 | 29.6198 | 26.1924 | 26.1924 | 33.4281 | c2 | h16 | 38239 | c2 | h16 | 4163.7695 | 6465.5432 | 4474.3123 | 4473.4489 | 4318.5507 | 8071.2592 | 5805.383 | 4461.1125 | 3218.4298 | 2057.1288 | 4899.4439 | 573.8199 | 1707.3513 | c2 | h16 | 0.076 | 0.903 | 0.092 | 0.988 | 0.158 | 0.992 | 0.097 | 0.98 | 0.084 | 0.993 | 0.11 | 0.672 | 0.028 | 0.672 | 0.074 | 0.953 | 0.093 | 0.987 | 0.093 | 0.99 | 0.113 | 0.992 | 0.107 | 0.979 | 0.073 | 0.945 | 0.9855 | 0.9765 | 0.975 | 0.991 | 0.98142 | 0.988 | 0.9855 | 0.97733 | 0.985 | 0.98167 | 0.01 | 0.97767 | 0.992 | c2 | h16 | 7.232 | 5.871 | 4.518 | 2.828 | 8.493 | 6.359 | 1.566 | 9.283 | 8.853 | 7.727 | 6.404 | 6.169 | 4.554
c2 | h17 | 32.5395 | 36.3477 | 31.854 | 27.1063 | 27.1063 | 34.6975 | c2 | h17 | 39994 | c2 | h17 | 5391.6791 | 7912.7629 | 5416.7762 | 5194.9231 | 5708.7778 | 9508.4603 | 6793.6138 | 5746.6373 | 4302.6371 | 2933.1234 | 6134.1042 | 635.6855 | 1901.3666 | c2 | h17 | 0.02 | 0.952 | 0.031 | 0.992 | 0.039 | 0.99 | 0.015 | 0.992 | 0.028 | 0.993 | 0.018 | 0.479 | 0.004 | 0.479 | 0.023 | 0.973 | 0.035 | 0.993 | 0.036 | 0.978 | 0.04 | 0.975 | 0.036 | 0.964 | 0.019 | 0.915 | 0.9845 | 0.9725 | 0.9755 | 0.99033 | 0.98208 | 0.991 | 0.983 | 0.97967 | 0.9835 | 0.98033 | 0.01 | 0.97767 | 0.993 | c2 | h17 | 6.262 | 5.07 | 4.006 | 3.022 | 7.575 | 6.8 | 1.474 | 8.698 | 8.178 | 6.923 | 5.587 | 5.612 | 4.126
c2 | h18 | 42.204 | 47.8825 | 33.8512 | 27.6564 | 27.868 | 47.0786 | c2 | h18 | 42852.5 | c2 | h18 | 7375.7892 | 10258.064 | 6836.0785 | 5972.1074 | 7558.8435 | 11364.8317 | 8053.2678 | 8971.5985 | 6870.8234 | 4927.5397 | 7490.7533 | 972.4543 | 2788.7218 | c2 | h18 | 0 | 0.982 | 0 | 0.989 | 0 | 0.963 | 0 | 0.99 | 0 | 0.993 | 0 | 0.374 | 0 | 0.374 | 0 | 0.991 | 0 | 0.988 | 0 | 0.955 | 0 | 0.932 | 0 | 0.942 | 0 | 0.872 | 0.9835 | 0.973 | 0.979 | 0.98833 | 0.97942 | 0.993 | 0.971 | 0.97533 | 0.974 | 0.98267 | 0.01 | 0.974 | 0.991 | c2 | h18 | 5.476 | 4.764 | 4.055 | 2.99 | 6.696 | 6.398 | 1.181 | 8.037 | 7.448 | 5.958 | 4.829 | 5.087 | 3.683
c2 | h19 | 93.1247 | 49.7443 | 33.0049 | 27.0302 | 27.1571 | 37.8287 | c2 | h19 | 45038.5 | c2 | h19 | 8591.5418 | 11714.5521 | 7452.7207 | 6225.7848 | 9213.6279 | 12830.0045 | 8911.8229 | 10850.9285 | 8208.6079 | 6439.0268 | 8759.211 | 1151.366 | 3703.9041 | c2 | h19 | 0 | 0.993 | 0 | 0.948 | 0 | 0.887 | 0 | 0.97 | 0 | 0.975 | 0 | 0.38 | 0 | 0.38 | 0 | 0.992 | 0 | 0.969 | 0 | 0.926 | 0 | 0.864 | 0 | 0.915 | 0 | 0.833 | 0.9825 | 0.9735 | 0.9825 | 0.98867 | 0.97425 | 0.992 | 0.95 | 0.966 | 0.966 | 0.983 | 0.01 | 0.974 | 0.989 | c2 | h19 | 5.143 | 4.577 | 4.061 | 2.796 | 5.947 | 5.359 | 1.019 | 7.536 | 6.867 | 5.413 | 4.353 | 4.802 | 3.373
c2 | h20 | 92.6338 | 43.8542 | 33.8512 | 25.8285 | 25.49 | 36.39 | c2 | h20 | 43740.5 | c2 | h20 | 8831.7435 | 11935.5481 | 7396.4947 | 6189.8722 | 10300.9105 | 13319.7728 | 9239.6782 | 11494.0807 | 8171.3823 | 6932.528 | 9241.4276 | 1214.9995 | 4278.7016 | c2 | h20 | 0 | 0.985 | 0 | 0.857 | 0 | 0.775 | 0 | 0.927 | 0 | 0.859 | 0 | 0.412 | 0 | 0.412 | 0 | 0.981 | 0 | 0.935 | 0 | 0.888 | 0 | 0.776 | 0 | 0.876 | 0 | 0.792 | 0.983 | 0.973 | 0.9845 | 0.99167 | 0.97167 | 0.992 | 0.925 | 0.96033 | 0.9735 | 0.97533 | 0.01 | 0.97433 | 0.983 | c2 | h20 | 4.9 | 4.336 | 3.942 | 2.469 | 5.261 | 4.991 | 1.014 | 6.984 | 6.29 | 5.054 | 3.931 | 4.548 | 3.253
c2 | h21 | 44.9375 | 40.3422 | 29.6198 | 25.6 | 25.49 | 29.6198 | c2 | h21 | 40867 | c2 | h21 | 8121.5359 | 10754.431 | 6614.0524 | 5661.489 | 9828.7545 | 12384.7208 | 8665.095 | 10535.4885 | 7087.027 | 6156.4231 | 8552.2036 | 1123.9907 | 4170.1347 | c2 | h21 | 0 | 0.936 | 0 | 0.677 | 0 | 0.628 | 0 | 0.851 | 0 | 0.956 | 0 | 0.428 | 0 | 0.428 | 0 | 0.948 | 0 | 0.873 | 0 | 0.843 | 0 | 0.694 | 0 | 0.829 | 0 | 0.756 | 0.9865 | 0.979 | 0.9835 | 0.99033 | 0.97542 | 0.992 | 0.894 | 0.96433 | 0.9845 | 0.96633 | 0.01 | 0.97867 | 0.966 | c2 | h21 | 4.66 | 3.991 | 3.689 | 2.199 | 4.717 | 5.336 | 1.017 | 6.464 | 5.765 | 4.701 | 3.596 | 4.334 | 3.188
c2 | h22 | 60.8645 | 40.4522 | 26.0231 | 25.1938 | 24.6098 | 35.5438 | c2 | h22 | 37407.5 | c2 | h22 | 7196.1625 | 9216.8154 | 5640.9394 | 4906.9157 | 9061.5497 | 11017.5142 | 7898.5072 | 9361.511 | 6230.2223 | 5296.781 | 7595.2505 | 993.4608 | 3544.0431 | c2 | h22 | 0 | 0.839 | 0 | 0.55 | 0 | 0.505 | 0 | 0.744 | 0 | 0.99 | 0 | 0.454 | 0 | 0.454 | 0 | 0.879 | 0 | 0.789 | 0 | 0.795 | 0 | 0.652 | 0 | 0.789 | 0 | 0.717 | 0.988 | 0.9835 | 0.9825 | 0.99133 | 0.9795 | 0.99 | 0.8755 | 0.971 | 0.9855 | 0.95167 | 0.01 | 0.98267 | 0.951 | c2 | h22 | 4.271 | 3.517 | 3.153 | 1.954 | 4.154 | 5.483 | 1.051 | 6.01 | 5.269 | 4.312 | 3.312 | 4.066 | 2.979
c2 | h23 | 75.5559 | 38.9543 | 25.3038 | 24.7537 | 8.8013 | 29.6198 | c2 | h23 | 33417.5 | c2 | h23 | 5912.5532 | 7359.3325 | 4495.4397 | 3921.6492 | 7789.0214 | 8592.1909 | 6764.5773 | 7679.3992 | 5071.075 | 4205.5643 | 6300.1045 | 790.5593 | 2784.845 | c2 | h23 | 0 | 0.662 | 0 | 0.52 | 0 | 0.449 | 0 | 0.569 | 0 | 0.993 | 0 | 0.512 | 0 | 0.512 | 0 | 0.795 | 0 | 0.653 | 0 | 0.74 | 0 | 0.646 | 0 | 0.748 | 0 | 0.682 | 0.9895 | 0.9865 | 0.9805 | 0.99133 | 0.98408 | 0.991 | 0.902 | 0.97867 | 0.986 | 0.929 | 0.01 | 0.98033 | 0.968 | c2 | h23 | 3.737 | 3.14 | 2.677 | 1.917 | 3.429 | 5.565 | 1.061 | 5.565 | 4.671 | 3.856 | 3.09 | 3.755 | 2.77
c2 | h24 | 39.6228 | 35.0106 | 25.4476 | 25.3884 | 5.8647 | 25.4476 | c2 | h24 | 30791 | c2 | h24 | 3896.9421 | 4785.5552 | 2936.5389 | 2663.8079 | 5485.1614 | 5834.3746 | 4553.8161 | 4643.3959 | 3314.418 | 2561.842 | 4195.5086 | 509.3684 | 2025.3054 | c2 | h24 | 0 | 0.523 | 0 | 0.429 | 0 | 0.391 | 0 | 0.505 | 0 | 0.989 | 0 | 0.549 | 0 | 0.549 | 0 | 0.712 | 0 | 0.616 | 0 | 0.693 | 0 | 0.618 | 0 | 0.658 | 0 | 0.65 | 0.9905 | 0.9865 | 0.9735 | 0.989 | 0.98708 | 0.992 | 0.9595 | 0.98367 | 0.9885 | 0.916 | 0.01 | 0.97733 | 0.986 | c2 | h24 | 3.002 | 2.881 | 2.457 | 2.006 | 2.783 | 5.701 | 0.907 | 5.108 | 4.151 | 3.451 | 2.784 | 3.354 | 2.618
c3 | h1 | 32.7893 | 26.0196 | 26.0196 | 25.308 | 15.6309 | 26.0196 | c3 | h1 | 28695.5 | c3 | h1 | 1820.8897 | 2689.7145 | 1427.7076 | 1562.906 | 2768.2161 | 2823.6684 | 2323.826 | 2058.9656 | 1474.5172 | 1071.5279 | 2033.5563 | 224.5796 | 497.6571 | c3 | h1 | 0 | 0.576 | 0 | 0.435 | 0 | 0.216 | 0 | 0.63 | 0 | 0.567 | 0 | 0.032 | 0 | 0.032 | 0 | 0.694 | 0 | 0.732 | 0 | 0.891 | 0 | 0.622 | 0 | 0.746 | 0 | 0.235 | 0.435 | 0.438 | 0.084 | 0.17767 | 0.6395 | 0.197 | 0.718 | 0.844 | 0.8605 | 0.5 | 0.01 | 0.34933 | 0.506 | c3 | h1 | 3.206 | 3.953 | 2.668 | 1.463 | 4.022 | 7.224 | 0.135 | 6.559 | 6.386 | 6.471 | 3.817 | 5.238 | 1.621
c3 | h2 | 28.4237 | 25.3427 | 25.3427 | 25.2819 | 15.6743 | 25.3427 | c3 | h2 | 29241 | c3 | h2 | 1259.1843 | 1949.3245 | 1053.5937 | 1266.0692 | 1750.2645 | 1845.362 | 1527.4581 | 1589.356 | 1144.6145 | 735.004 | 1437.9817 | 141.1982 | 321.6517 | c3 | h2 | 0 | 0.609 | 0 | 0.463 | 0 | 0.227 | 0 | 0.64 | 0 | 0.572 | 0 | 0.038 | 0 | 0.038 | 0 | 0.721 | 0 | 0.739 | 0 | 0.904 | 0 | 0.639 | 0 | 0.653 | 0 | 0.221 | 0.358 | 0.3525 | 0.064 | 0.17467 | 0.58383 | 0.139 | 0.759 | 0.80967 | 0.8385 | 0.493 | 0.01 | 0.31267 | 0.487 | c3 | h2 | 3.084 | 3.586 | 2.784 | 1.055 | 3.944 | 7.154 | -0.067 | 6.533 | 6.245 | 6.614 | 3.715 | 5.222 | 1.709
c3 | h3 | 28.389 | 25.2125 | 25.2125 | 25.3253 | 18.0436 | 25.2125 | c3 | h3 | 28368 | c3 | h3 | 1161.152 | 1823.4313 | 925.2985 | 1149.6273 | 1439.5454 | 1655.7195 | 1512.7319 | 1223.2184 | 1120.437 | 668.2985 | 1255.8002 | 110.5589 | 302.3342 | c3 | h3 | 0 | 0.635 | 0 | 0.479 | 0 | 0.27 | 0 | 0.645 | 0 | 0.597 | 0 | 0.056 | 0 | 0.056 | 0 | 0.729 | 0 | 0.797 | 0 | 0.886 | 0 | 0.652 | 0 | 0.456 | 0 | 0.216 | 0.2835 | 0.268 | 0.058 | 0.19633 | 0.52675 | 0.106 | 0.7905 | 0.77 | 0.8 | 0.494 | 0.01 | 0.27967 | 0.393 | c3 | h3 | 3.085 | 3.271 | 3.043 | 0.804 | 3.783 | 7.149 | -0.378 | 6.375 | 6.11 | 6.641 | 3.729 | 5.076 | 2.005
c3 | h4 | 28.1634 | 25.2125 | 25.2125 | 25.3861 | 23.4246 | 25.2125 | c3 | h4 | 27620.5 | c3 | h4 | 1039.0774 | 1676.457 | 892.4959 | 1102.2687 | 1294.9748 | 1475.2203 | 1342.3998 | 1052.7209 | 1091.2558 | 595.5448 | 1150.9148 | 105.6182 | 223.9291 | c3 | h4 | 0 | 0.658 | 0 | 0.505 | 0 | 0.338 | 0 | 0.645 | 0 | 0.633 | 0 | 0.096 | 0 | 0.096 | 0 | 0.736 | 0 | 0.821 | 0 | 0.879 | 0 | 0.667 | 0 | 0.314 | 0 | 0.314 | 0.2395 | 0.191 | 0.071 | 0.23833 | 0.50392 | 0.11 | 0.8075 | 0.76833 | 0.768 | 0.467 | 0.01 | 0.25867 | 0.306 | c3 | h4 | 3.228 | 2.985 | 3.445 | 1.35 | 3.598 | 7.211 | -0.537 | 6.134 | 5.996 | 6.589 | 3.837 | 4.865 | 2.687
c3 | h5 | 27.8856 | 26.3928 | 26.3928 | 25.5423 | 25.3687 | 26.3928 | c3 | h5 | 27017 | c3 | h5 | 888.6445 | 1512.0267 | 820.0685 | 1146.5563 | 912.6638 | 1283.7511 | 1178.9302 | 611.1245 | 1055.0186 | 400.4865 | 873.8888 | 70.5617 | 651.6971 | c3 | h5 | 0 | 0.669 | 0 | 0.516 | 0 | 0.36 | 0 | 0.64 | 0 | 0.652 | 0 | 0.169 | 0 | 0.169 | 0 | 0.744 | 0 | 0.829 | 0 | 0.862 | 0 | 0.609 | 0 | 0.214 | 0 | 0.229 | 0.2225 | 0.1455 | 0.094 | 0.282 | 0.49092 | 0.133 | 0.808 | 0.75933 | 0.745 | 0.42433 | 0.01 | 0.25 | 0.252 | c3 | h5 | 3.375 | 2.763 | 3.452 | 1.185 | 3.466 | 7.294 | -0.798 | 5.867 | 5.936 | 6.434 | 3.906 | 4.577 | 3.066
c3 | h6 | 26.766 | 30.5414 | 30.5414 | 26.4362 | 26.4362 | 30.5414 | c3 | h6 | 28359 | c3 | h6 | 1335.6924 | 2044.0194 | 1083.2727 | 1468.9769 | 1395.2166 | 1743.9901 | 1626.1966 | 1261.1466 | 1529.5359 | 735.0887 | 1295.8991 | 81.3253 | 703.7888 | c3 | h6 | 0 | 0.661 | 0 | 0.509 | 0 | 0.403 | 0 | 0.632 | 0 | 0.699 | 0 | 0.281 | 0 | 0.281 | 0 | 0.748 | 0 | 0.834 | 0 | 0.814 | 0 | 0.551 | 0 | 0.125 | 0 | 0.162 | 0.21 | 0.116 | 0.1135 | 0.31467 | 0.47617 | 0.15 | 0.807 | 0.74233 | 0.74 | 0.39567 | 0.01 | 0.247 | 0.207 | c3 | h6 | 3.432 | 2.709 | 3.385 | 0.998 | 3.494 | 7.364 | -1.099 | 5.635 | 6.011 | 6.143 | 3.853 | 4.366 | 3.12
c3 | h7 | 30.7757 | 34.8809 | 34.8809 | 27.3475 | 27.3475 | 34.8809 | c3 | h7 | 32193.5 | c3 | h7 | 3072.689 | 3694.8367 | 2227.6249 | 2409.3645 | 3365.797 | 3242.6425 | 2769.8845 | 3672.2631 | 3300.2556 | 1758.7432 | 2281.3177 | 179.1101 | 542.4227 | c3 | h7 | 0.026 | 0.625 | 0.028 | 0.513 | 0.017 | 0.429 | 0.015 | 0.609 | 0.027 | 0.779 | 0.013 | 0.399 | 0 | 0.399 | 0.026 | 0.742 | 0.028 | 0.833 | 0.028 | 0.694 | 0.009 | 0.516 | 0.011 | 0.076 | 0.008 | 0.113 | 0.1955 | 0.0955 | 0.138 | 0.338 | 0.45425 | 0.17 | 0.8 | 0.713 | 0.74 | 0.34733 | 0.01 | 0.23933 | 0.168 | c3 | h7 | 4.239 | 3.135 | 3.393 | 1.117 | 4.07 | 7.409 | -0.727 | 5.865 | 6.338 | 5.831 | 3.828 | 4.264 | 3.205
c3 | h8 | 26.714 | 37.3371 | 37.3371 | 27.9637 | 27.9637 | 37.3371 | c3 | h8 | 37389.5 | c3 | h8 | 7081.504 | 8372.0203 | 4959.0251 | 4604.8395 | 7386.0219 | 8079.091 | 6545.8837 | 9399.8668 | 7241.5462 | 5012.5854 | 6168.5293 | 630.4804 | 1960.8354 | c3 | h8 | 0.142 | 0.581 | 0.174 | 0.523 | 0.124 | 0.466 | 0.122 | 0.588 | 0.168 | 0.865 | 0.121 | 0.461 | 0.011 | 0.461 | 0.138 | 0.775 | 0.211 | 0.843 | 0.211 | 0.444 | 0.139 | 0.51 | 0.096 | 0.058 | 0.092 | 0.088 | 0.176 | 0.0755 | 0.1435 | 0.31433 | 0.41433 | 0.168 | 0.789 | 0.65267 | 0.7135 | 0.28867 | 0.01 | 0.22333 | 0.134 | c3 | h8 | 6.02 | 4.506 | 4.268 | 1.494 | 5.678 | 7.47 | 0.477 | 6.755 | 7.117 | 5.868 | 4.25 | 4.472 | 3.567
c3 | h9 | 52.4472 | 36.2261 | 36.2261 | 27.4517 | 27.4517 | 36.2261 | c3 | h9 | 38996 | c3 | h9 | 7810.7662 | 9970.8726 | 5953.2335 | 5706.6138 | 8448.5738 | 10344.1444 | 8517.3731 | 9955.0861 | 8172.0279 | 5977.3965 | 7681.2862 | 937.5364 | 2771.301 | c3 | h9 | 0.32 | 0.774 | 0.379 | 0.576 | 0.245 | 0.505 | 0.339 | 0.84 | 0.322 | 0.884 | 0.3 | 0.5 | 0.033 | 0.5 | 0.256 | 0.873 | 0.419 | 0.915 | 0.42 | 0.217 | 0.346 | 0.541 | 0.293 | 0.068 | 0.234 | 0.083 | 0.1555 | 0.0685 | 0.157 | 0.325 | 0.40058 | 0.163 | 0.7775 | 0.64567 | 0.732 | 0.24567 | 0.01 | 0.21567 | 0.091 | c3 | h9 | 7.934 | 6.108 | 5.589 | 2.278 | 7.514 | 7.408 | 1.424 | 7.661 | 7.639 | 6.283 | 5.106 | 4.874 | 3.814
c3 | h10 | 52.4385 | 32.581 | 32.581 | 27.2347 | 27.2347 | 32.581 | c3 | h10 | 39448.5 | c3 | h10 | 5792.122 | 8060.8766 | 4890.2336 | 4939.5968 | 6847.1514 | 8846.7206 | 7298.2107 | 7366.5003 | 6184.0025 | 4496.2193 | 6392.6853 | 756.5614 | 2422.7269 | c3 | h10 | 0.436 | 0.843 | 0.501 | 0.677 | 0.365 | 0.583 | 0.527 | 0.896 | 0.504 | 0.899 | 0.52 | 0.659 | 0.066 | 0.659 | 0.409 | 0.912 | 0.588 | 0.933 | 0.589 | 0.211 | 0.583 | 0.6 | 0.551 | 0.101 | 0.546 | 0.08 | 0.1375 | 0.0695 | 0.1805 | 0.33633 | 0.37658 | 0.16 | 0.7895 | 0.61567 | 0.728 | 0.19667 | 0.01 | 0.20133 | 0.059 | c3 | h10 | 9.208 | 7.758 | 6.929 | 3.098 | 8.135 | 7.272 | 2.378 | 8.412 | 7.244 | 6.998 | 5.806 | 5.332 | 3.939
c3 | h11 | 48.9756 | 31.8433 | 31.8433 | 27.0438 | 27.0438 | 31.8433 | c3 | h11 | 39357.5 | c3 | h11 | 4186.9025 | 6474.8869 | 3913.8822 | 4125.4999 | 5149.6459 | 7278.7453 | 5719.2401 | 5502.9522 | 4670.8052 | 3181.032 | 5038.6433 | 540.4811 | 1966.6503 | c3 | h11 | 0.633 | 0.878 | 0.559 | 0.701 | 0.464 | 0.602 | 0.591 | 0.899 | 0.637 | 0.911 | 0.616 | 0.788 | 0.141 | 0.788 | 0.515 | 0.928 | 0.691 | 0.929 | 0.692 | 0.212 | 0.698 | 0.563 | 0.646 | 0.138 | 0.68 | 0.069 | 0.1265 | 0.075 | 0.2265 | 0.354 | 0.33942 | 0.161 | 0.832 | 0.55233 | 0.7065 | 0.14933 | 0.01 | 0.182 | 0.039 | c3 | h11 | 9.995 | 8.872 | 7.827 | 4.018 | 7.586 | 7.187 | 3.18 | 8.946 | 6.78 | 8.052 | 6.108 | 5.902 | 4.138
c3 | h12 | 31.4614 | 31.4614 | 31.4614 | 26.983 | 26.983 | 31.4614 | c3 | h12 | 39429.5 | c3 | h12 | 3401.8525 | 5881.9998 | 3551.2201 | 3726.9958 | 4836.6576 | 6497.1611 | 4843.9915 | 5049.4747 | 4104.9165 | 2259.6635 | 4270.477 | 418.2723 | 1537.813 | c3 | h12 | 0.732 | 0.903 | 0.571 | 0.736 | 0.532 | 0.628 | 0.58 | 0.876 | 0.731 | 0.91 | 0.677 | 0.847 | 0.197 | 0.847 | 0.621 | 0.919 | 0.758 | 0.89 | 0.758 | 0.194 | 0.757 | 0.443 | 0.647 | 0.17 | 0.742 | 0.052 | 0.1245 | 0.0815 | 0.284 | 0.383 | 0.29558 | 0.167 | 0.8495 | 0.46667 | 0.6605 | 0.12167 | 0.01 | 0.171 | 0.025 | c3 | h12 | 10.359 | 9.255 | 8.368 | 4.946 | 6.956 | 7.222 | 3.833 | 8.989 | 6.645 | 8.62 | 6.439 | 6.451 | 4.502
c3 | h13 | 28.4064 | 31.201 | 31.201 | 26.766 | 26.766 | 31.201 | c3 | h13 | 39094.5 | c3 | h13 | 3616.4673 | 5710.2312 | 3670.2151 | 3603.9841 | 4977.0832 | 6306.0083 | 4651.3207 | 5102.5289 | 3767.0146 | 2209.96 | 4143.0853 | 422.6211 | 1416.9239 | c3 | h13 | 0.709 | 0.909 | 0.535 | 0.765 | 0.58 | 0.674 | 0.551 | 0.819 | 0.744 | 0.914 | 0.697 | 0.891 | 0.233 | 0.891 | 0.692 | 0.901 | 0.761 | 0.799 | 0.761 | 0.192 | 0.762 | 0.304 | 0.613 | 0.197 | 0.737 | 0.034 | 0.1225 | 0.0805 | 0.3365 | 0.414 | 0.26142 | 0.174 | 0.8485 | 0.40033 | 0.5915 | 0.11267 | 0.01 | 0.16467 | 0.017 | c3 | h13 | 10.156 | 8.992 | 8.508 | 5.539 | 6.776 | 7.291 | 4.271 | 8.935 | 6.787 | 8.843 | 6.96 | 6.684 | 4.881
c3 | h14 | 28.1113 | 30.3939 | 30.3939 | 26.5577 | 26.5577 | 30.3939 | c3 | h14 | 38394.5 | c3 | h14 | 4371.4022 | 6078.7176 | 3897.995 | 3456.6289 | 5079.6414 | 6620.8126 | 4737.3559 | 5273.7863 | 3525.6984 | 2295.4226 | 4316.5623 | 402.2074 | 1486.8193 | c3 | h14 | 0.569 | 0.893 | 0.473 | 0.752 | 0.595 | 0.704 | 0.5 | 0.683 | 0.689 | 0.92 | 0.667 | 0.903 | 0.219 | 0.903 | 0.665 | 0.85 | 0.709 | 0.621 | 0.709 | 0.176 | 0.708 | 0.227 | 0.554 | 0.215 | 0.684 | 0.037 | 0.119 | 0.074 | 0.368 | 0.44167 | 0.23333 | 0.183 | 0.836 | 0.34767 | 0.531 | 0.109 | 0.01 | 0.15767 | 0.011 | c3 | h14 | 9.426 | 8.284 | 8.333 | 5.762 | 6.903 | 7.402 | 4.383 | 8.715 | 7.133 | 8.849 | 7.506 | 6.699 | 5.177
c3 | h15 | 27.7728 | 31.5482 | 31.5482 | 26.6445 | 26.6445 | 31.5482 | c3 | h15 | 37813.5 | c3 | h15 | 4091.7071 | 6423.8745 | 4024.5069 | 3421.2769 | 4764.0418 | 6596.5943 | 4751.1622 | 4710.2907 | 2971.4043 | 1924.5461 | 4310.2716 | 399.6579 | 1511.5168 | c3 | h15 | 0.395 | 0.835 | 0.389 | 0.68 | 0.466 | 0.694 | 0.347 | 0.505 | 0.563 | 0.918 | 0.566 | 0.913 | 0.157 | 0.913 | 0.57 | 0.73 | 0.602 | 0.442 | 0.602 | 0.142 | 0.604 | 0.199 | 0.465 | 0.227 | 0.585 | 0.062 | 0.1205 | 0.0695 | 0.384 | 0.461 | 0.20408 | 0.191 | 0.8625 | 0.28767 | 0.481 | 0.097667 | 0.01 | 0.16 | 0.006 | c3 | h15 | 8.619 | 7.434 | 7.792 | 5.685 | 7.218 | 7.534 | 4.373 | 8.359 | 7.53 | 8.802 | 7.755 | 6.623 | 5.313
c3 | h16 | 27.929 | 32.0255 | 32.0255 | 26.8181 | 26.8181 | 32.0255 | c3 | h16 | 37871 | c3 | h16 | 3815.1471 | 6397.7257 | 4195.9699 | 3685.7515 | 4314.9829 | 6646.9822 | 5044.3328 | 4567.3902 | 2791.0322 | 2028.0584 | 4310.2398 | 424.119 | 1527.6631 | c3 | h16 | 0.24 | 0.695 | 0.273 | 0.565 | 0.309 | 0.663 | 0.203 | 0.374 | 0.368 | 0.903 | 0.376 | 0.91 | 0.109 | 0.91 | 0.426 | 0.546 | 0.437 | 0.32 | 0.437 | 0.096 | 0.45 | 0.186 | 0.342 | 0.221 | 0.44 | 0.096 | 0.127 | 0.0715 | 0.3785 | 0.46467 | 0.18433 | 0.189 | 0.852 | 0.24167 | 0.428 | 0.088667 | 0.01 | 0.17467 | 0.004 | c3 | h16 | 7.925 | 6.936 | 6.982 | 5.428 | 7.486 | 7.671 | 4.215 | 7.979 | 7.851 | 8.79 | 7.673 | 6.453 | 5.211
c3 | h17 | 28.0766 | 34.3688 | 34.3688 | 27.1306 | 34.3688 | 34.3688 | c3 | h17 | 39902.5 | c3 | h17 | 4721.46 | 7547.6133 | 5162.143 | 4573.7392 | 5338.4163 | 8152.9275 | 6314.3267 | 5670.0334 | 3464.2188 | 2550.4895 | 5695.1029 | 601.7428 | 1773.3865 | c3 | h17 | 0.112 | 0.531 | 0.15 | 0.454 | 0.177 | 0.654 | 0.11 | 0.232 | 0.175 | 0.88 | 0.219 | 0.904 | 0.048 | 0.904 | 0.221 | 0.323 | 0.226 | 0.192 | 0.226 | 0.054 | 0.252 | 0.153 | 0.19 | 0.185 | 0.258 | 0.112 | 0.1435 | 0.087 | 0.3955 | 0.47133 | 0.17908 | 0.19 | 0.844 | 0.21467 | 0.3775 | 0.084333 | 0.01 | 0.20733 | 0.006 | c3 | h17 | 7.393 | 6.794 | 6.249 | 5.15 | 7.422 | 7.785 | 3.918 | 7.707 | 7.835 | 8.564 | 7.199 | 6.232 | 4.816
c3 | h18 | 38.2484 | 36.799 | 36.799 | 27.9898 | 36.799 | 36.799 | c3 | h18 | 41881 | c3 | h18 | 6453.4191 | 9598.6755 | 6449.3772 | 5519.6 | 6640.8036 | 10643.0492 | 7975.5289 | 7882.2082 | 5353.5674 | 4012.8908 | 7654.4485 | 922.109 | 2227.8274 | c3 | h18 | 0.02 | 0.43 | 0.035 | 0.429 | 0.038 | 0.624 | 0.028 | 0.183 | 0.034 | 0.864 | 0.055 | 0.915 | 0.008 | 0.915 | 0.041 | 0.211 | 0.049 | 0.147 | 0.049 | 0.028 | 0.065 | 0.141 | 0.048 | 0.14 | 0.074 | 0.098 | 0.2 | 0.162 | 0.506 | 0.505 | 0.20417 | 0.208 | 0.855 | 0.20833 | 0.3705 | 0.077333 | 0.01 | 0.26567 | 0.026 | c3 | h18 | 6.897 | 6.566 | 5.9 | 4.801 | 6.631 | 7.888 | 3.347 | 7.335 | 7.264 | 7.43 | 5.876 | 5.709 | 4.172
c3 | h19 | 51.9351 | 42.0237 | 39.0555 | 27.7468 | 29.5433 | 40.826 | c3 | h19 | 44046.5 | c3 | h19 | 7604.0823 | 10671.7481 | 6930.2844 | 6047.7308 | 8057.2168 | 12209.3761 | 9171.7849 | 9533.5717 | 6505.5823 | 5139.6231 | 8254.6024 | 1117.3616 | 2954.8923 | c3 | h19 | 0 | 0.353 | 0 | 0.43 | 0 | 0.612 | 0 | 0.174 | 0 | 0.863 | 0 | 0.923 | 0 | 0.923 | 0 | 0.169 | 0 | 0.126 | 0 | 0.012 | 0 | 0.138 | 0 | 0.117 | 0 | 0.111 | 0.302 | 0.311 | 0.6405 | 0.581 | 0.2515 | 0.277 | 0.8695 | 0.201 | 0.377 | 0.063 | 0.01 | 0.34167 | 0.047 | c3 | h19 | 6.333 | 6.058 | 5.887 | 4.49 | 5.586 | 7.966 | 2.857 | 6.922 | 6.72 | 6.664 | 3.89 | 4.706 | 3.143
c3 | h20 | 60.5794 | 42.0671 | 33.8307 | 27.1219 | 27.1219 | 37.2589 | c3 | h20 | 44284 | c3 | h20 | 8260.7562 | 11067.8993 | 7004.0134 | 6128.2739 | 9528.1575 | 12935.3404 | 9643.8702 | 10764.3325 | 7244.8875 | 6176.5398 | 9146.0595 | 1182.9215 | 3906.0318 | c3 | h20 | 0 | 0.299 | 0 | 0.372 | 0 | 0.584 | 0 | 0.151 | 0 | 0.898 | 0 | 0.921 | 0 | 0.921 | 0 | 0.136 | 0 | 0.102 | 0 | 0.005 | 0 | 0.113 | 0 | 0.086 | 0 | 0.123 | 0.4285 | 0.4795 | 0.6965 | 0.64233 | 0.29658 | 0.392 | 0.8845 | 0.16467 | 0.3445 | 0.045333 | 0.01 | 0.417 | 0.074 | c3 | h20 | 6.053 | 5.617 | 5.94 | 4.291 | 5.24 | 8.113 | 2.663 | 6.797 | 6.649 | 6.692 | 3.073 | 4.489 | 2.863
c3 | h21 | 50.9371 | 38.7257 | 27.929 | 26.9743 | 26.9743 | 32.4508 | c3 | h21 | 41787.5 | c3 | h21 | 7682.4446 | 10408.7318 | 6431.3786 | 5697.7652 | 9349.2501 | 12146.9625 | 9257.9697 | 10135.4551 | 6810.2337 | 6001.9085 | 8681.8658 | 1102.499 | 3960.2971 | c3 | h21 | 0 | 0.257 | 0 | 0.302 | 0 | 0.526 | 0 | 0.123 | 0 | 0.898 | 0 | 0.922 | 0 | 0.922 | 0 | 0.118 | 0 | 0.091 | 0 | 0.01 | 0 | 0.081 | 0 | 0.055 | 0 | 0.109 | 0.5425 | 0.619 | 0.7015 | 0.67933 | 0.33308 | 0.501 | 0.912 | 0.12367 | 0.277 | 0.035333 | 0.01 | 0.486 | 0.11 | c3 | h21 | 5.859 | 5.203 | 5.865 | 4.1 | 5.01 | 8.166 | 2.594 | 6.727 | 6.555 | 6.039 | 2.634 | 4.382 | 2.599
c3 | h22 | 47.4394 | 38.9861 | 27.469 | 26.5838 | 27.009 | 32.3553 | c3 | h22 | 37780.5 | c3 | h22 | 6650.7734 | 8919.7965 | 5554.6805 | 4868.6291 | 8440.1965 | 10475.7845 | 8381.4265 | 8894.2063 | 5961.7832 | 5163.3221 | 7749.3277 | 914.2527 | 3266.6804 | c3 | h22 | 0 | 0.237 | 0 | 0.232 | 0 | 0.44 | 0 | 0.115 | 0 | 0.871 | 0 | 0.925 | 0 | 0.925 | 0 | 0.117 | 0 | 0.108 | 0 | 0.035 | 0 | 0.046 | 0 | 0.03 | 0 | 0.086 | 0.632 | 0.7095 | 0.7015 | 0.71033 | 0.37017 | 0.596 | 0.934 | 0.10833 | 0.2165 | 0.047667 | 0.01 | 0.55 | 0.157 | c3 | h22 | 5.7 | 4.931 | 5.731 | 3.97 | 4.711 | 8.089 | 2.636 | 6.747 | 6.278 | 4.447 | 2.596 | 4.159 | 2.583
c3 | h23 | 27.5038 | 36.0699 | 25.3166 | 25.7419 | 25.3166 | 30.1161 | c3 | h23 | 33369 | c3 | h23 | 5458.769 | 7160.0037 | 4430.9222 | 3772.649 | 7216.3137 | 8262.9546 | 7007.053 | 7238.4815 | 4916.9649 | 4199.5265 | 6282.9482 | 727.0776 | 2629.4417 | c3 | h23 | 0 | 0.224 | 0 | 0.173 | 0 | 0.348 | 0 | 0.118 | 0 | 0.834 | 0 | 0.927 | 0 | 0.927 | 0 | 0.127 | 0 | 0.12 | 0 | 0.088 | 0 | 0.017 | 0 | 0.015 | 0 | 0.062 | 0.6955 | 0.752 | 0.7005 | 0.737 | 0.40725 | 0.671 | 0.9515 | 0.119 | 0.1675 | 0.075667 | 0.01 | 0.607 | 0.218 | c3 | h23 | 5.573 | 4.827 | 5.557 | 3.986 | 4.463 | 8.005 | 2.701 | 6.733 | 5.999 | 2.987 | 2.838 | 3.813 | 2.521
c3 | h24 | 32.5896 | 27.0438 | 25.5597 | 25.5597 | 25.5597 | 29.3003 | c3 | h24 | 29600 | c3 | h24 | 3507.4257 | 4636.6822 | 2809.1122 | 2573.4775 | 4924.824 | 5247.2701 | 4854.2552 | 4500.9971 | 3181.3518 | 2602.1338 | 4134.3839 | 448.906 | 1656.769 | c3 | h24 | 0 | 0.207 | 0 | 0.124 | 0 | 0.277 | 0 | 0.109 | 0 | 0.792 | 0 | 0.929 | 0 | 0.929 | 0 | 0.161 | 0 | 0.111 | 0 | 0.172 | 0 | 0.008 | 0 | 0.015 | 0 | 0.045 | 0.728 | 0.765 | 0.71 | 0.75333 | 0.439 | 0.706 | 0.9635 | 0.15 | 0.134 | 0.10033 | 0.01 | 0.64867 | 0.303 | c3 | h24 | 5.471 | 4.793 | 5.326 | 4.038 | 4.311 | 7.885 | 2.736 | 6.669 | 5.754 | 1.83 | 2.676 | 3.494 | 2.541
c4 | h1 | 37.1404 | 27.8993 | 27.8993 | 26.5263 | 27.3096 | 27.8993 | c4 | h1 | 21203 | c4 | h1 | 576.9562 | 913.1107 | 620.5532 | 532.1622 | 1002.1368 | 1044.9713 | 917.8847 | 1092.8597 | 607.7295 | 353.8364 | 317.9267 | 114.7679 | 207.8261 | c4 | h1 | 0 | 0.399 | 0 | 0.338 | 0 | 0.419 | 0 | 0.395 | 0 | 0.438 | 0 | 0.602 | 0 | 0.602 | 0 | 0.38 | 0 | 0.436 | 0 | 0.522 | 0 | 0.366 | 0 | 0.454 | 0 | 0.38 | 0.799 | 0.8175 | 0.638 | 0.76867 | 0.814 | 0.818 | 0.5235 | 0.829 | 0.858 | 0.92 | 0.01 | 0.78933 | 0.701 | c4 | h1 | 12.293 | 12.1 | 12.44 | 12.318 | 12.402 | 15.776 | 12.144 | 14.347 | 13.89 | 12.143 | 10.568 | 11.708 | 10.523
c4 | h2 | 36.7355 | 27.0808 | 27.0808 | 26.2183 | 27.0808 | 27.0808 | c4 | h2 | 20984 | c4 | h2 | 393.6777 | 674.6878 | 543.9064 | 471.8223 | 657.3584 | 782.9049 | 579.8223 | 726.88 | 424.1848 | 295.1778 | 149.558 | 106.9773 | 126.1035 | c4 | h2 | 0 | 0.41 | 0 | 0.307 | 0 | 0.374 | 0 | 0.378 | 0 | 0.432 | 0 | 0.609 | 0 | 0.609 | 0 | 0.37 | 0 | 0.42 | 0 | 0.527 | 0 | 0.386 | 0 | 0.429 | 0 | 0.367 | 0.802 | 0.8125 | 0.656 | 0.78167 | 0.81933 | 0.815 | 0.5545 | 0.83667 | 0.861 | 0.91033 | 0.01 | 0.797 | 0.755 | c4 | h2 | 12.344 | 11.849 | 12.121 | 12.026 | 12.034 | 15.741 | 11.627 | 14.016 | 13.594 | 12.422 | 9.918 | 12.051 | 10.351
c4 | h3 | 37.3428 | 26.8872 | 26.8872 | 26.0335 | 26.8872 | 26.8872 | c4 | h3 | 20662 | c4 | h3 | 369.3315 | 624.8592 | 529.5907 | 487.1226 | 570.8145 | 672.5648 | 399.6112 | 609.4534 | 372.4309 | 277.0348 | 26.8601 | 103.1444 | 14.4455 | c4 | h3 | 0 | 0.406 | 0 | 0.311 | 0 | 0.363 | 0 | 0.39 | 0 | 0.449 | 0 | 0.607 | 0 | 0.607 | 0 | 0.357 | 0 | 0.425 | 0 | 0.514 | 0 | 0.403 | 0 | 0.401 | 0 | 0.352 | 0.846 | 0.82 | 0.657 | 0.782 | 0.84533 | 0.81 | 0.581 | 0.84467 | 0.875 | 0.89067 | 0.01 | 0.82033 | 0.816 | c4 | h3 | 12.259 | 11.612 | 11.853 | 11.66 | 11.375 | 15.72 | 11.157 | 13.605 | 13.114 | 12.973 | 9.483 | 11.998 | 10.215
c4 | h4 | 37.598 | 27.336 | 27.336 | 26.4647 | 27.336 | 27.336 | c4 | h4 | 20259 | c4 | h4 | 359.7041 | 598.3534 | 476.7169 | 424.721 | 536.2979 | 596.5299 | 265.1456 | 532.6544 | 365.3605 | 253.4183 | 13.4643 | 93.8156 | 33.6161 | c4 | h4 | 0 | 0.419 | 0 | 0.355 | 0 | 0.39 | 0 | 0.423 | 0 | 0.479 | 0 | 0.593 | 0 | 0.593 | 0 | 0.357 | 0 | 0.45 | 0 | 0.495 | 0 | 0.398 | 0 | 0.395 | 0 | 0.346 | 0.853 | 0.791 | 0.668 | 0.79533 | 0.84867 | 0.829 | 0.59 | 0.84433 | 0.8885 | 0.86567 | 0.01 | 0.82333 | 0.854 | c4 | h4 | 12.098 | 11.169 | 11.556 | 11.143 | 10.664 | 15.689 | 10.787 | 13.211 | 12.505 | 12.591 | 9.22 | 11.729 | 9.93
c4 | h5 | 37.1668 | 28.0049 | 28.0049 | 26.4559 | 28.0049 | 28.0049 | c4 | h5 | 20318 | c4 | h5 | 286.0699 | 592.3865 | 520.9024 | 419.3297 | 408.9762 | 488.3121 | 123.6771 | 410.1743 | 340.8275 | 212.4751 | 121.5554 | 44.2636 | 130.6441 | c4 | h5 | 0 | 0.449 | 0 | 0.414 | 0 | 0.435 | 0 | 0.45 | 0 | 0.507 | 0 | 0.583 | 0 | 0.583 | 0 | 0.372 | 0 | 0.466 | 0 | 0.483 | 0 | 0.39 | 0 | 0.403 | 0 | 0.333 | 0.834 | 0.7585 | 0.688 | 0.817 | 0.84017 | 0.844 | 0.598 | 0.84633 | 0.904 | 0.858 | 0.01 | 0.807 | 0.866 | c4 | h5 | 11.887 | 10.684 | 11.125 | 10.647 | 10.141 | 15.694 | 10.503 | 12.82 | 12.257 | 12.356 | 8.953 | 11.854 | 9.71
c4 | h6 | 32.7838 | 28.2425 | 28.2425 | 26.4735 | 28.2425 | 28.2425 | c4 | h6 | 21147.5 | c4 | h6 | 403.3262 | 716.3616 | 688.2438 | 665.4351 | 528.9738 | 577.9248 | 58.474 | 466.3322 | 407.2947 | 415.5932 | 20.4428 | 57.2795 | 44.9033 | c4 | h6 | 0 | 0.473 | 0 | 0.456 | 0 | 0.478 | 0 | 0.473 | 0 | 0.523 | 0 | 0.563 | 0 | 0.563 | 0 | 0.387 | 0 | 0.476 | 0 | 0.453 | 0 | 0.385 | 0 | 0.385 | 0 | 0.303 | 0.7955 | 0.723 | 0.7255 | 0.83267 | 0.83125 | 0.847 | 0.6035 | 0.867 | 0.9155 | 0.85 | 0.01 | 0.782 | 0.859 | c4 | h6 | 11.329 | 10.448 | 10.731 | 10.337 | 9.899 | 15.688 | 10.318 | 12.461 | 12.149 | 12.67 | 8.784 | 12.125 | 9.589
c4 | h7 | 30.6628 | 30.7156 | 30.7156 | 26.6055 | 30.7156 | 30.7156 | c4 | h7 | 22585 | c4 | h7 | 749.2905 | 983.002 | 1287.2378 | 1090.8394 | 731.7143 | 821.7705 | 115.6203 | 791.6898 | 627.5322 | 944.7798 | 183.4542 | 125.4635 | 276.0546 | c4 | h7 | 0.013 | 0.467 | 0.029 | 0.449 | 0.023 | 0.48 | 0.008 | 0.454 | 0.009 | 0.539 | 0.01 | 0.542 | 0.002 | 0.542 | 0.011 | 0.384 | 0.011 | 0.466 | 0.011 | 0.413 | 0.006 | 0.359 | 0.023 | 0.345 | 0.009 | 0.27 | 0.767 | 0.699 | 0.7375 | 0.83733 | 0.83183 | 0.846 | 0.603 | 0.89667 | 0.9215 | 0.83067 | 0.01 | 0.757 | 0.843 | c4 | h7 | 11.721 | 10.983 | 11.138 | 10.279 | 10.764 | 15.694 | 10.338 | 12.81 | 12.813 | 13.33 | 9.13 | 12.433 | 9.646
c4 | h8 | 32.3966 | 31.3053 | 31.3053 | 26.8608 | 31.3053 | 31.3053 | c4 | h8 | 24871.5 | c4 | h8 | 2032.1904 | 2300.2112 | 1835.484 | 1499.0805 | 2087.23 | 2070.4076 | 1347.6596 | 2389.0814 | 1751.5419 | 1397.8644 | 1201.5202 | 259.6592 | 463.8315 | c4 | h8 | 0.102 | 0.341 | 0.189 | 0.319 | 0.133 | 0.381 | 0.071 | 0.289 | 0.095 | 0.559 | 0.101 | 0.467 | 0.051 | 0.467 | 0.079 | 0.303 | 0.082 | 0.348 | 0.081 | 0.302 | 0.067 | 0.264 | 0.182 | 0.268 | 0.123 | 0.234 | 0.7285 | 0.63 | 0.7215 | 0.83233 | 0.81142 | 0.839 | 0.57 | 0.89433 | 0.89 | 0.79467 | 0.01 | 0.72 | 0.807 | c4 | h8 | 13.859 | 12.516 | 12.506 | 11.088 | 12.911 | 15.705 | 10.979 | 14.021 | 14.518 | 15.101 | 10.83 | 13.573 | 10.208
c4 | h9 | 32.2382 | 31.0236 | 31.0236 | 26.9048 | 31.0236 | 31.0236 | c4 | h9 | 26491 | c4 | h9 | 2557.3173 | 3220.8748 | 1792.5175 | 1562.4669 | 2745.1385 | 3094.0911 | 2207.7398 | 3127.0259 | 2313.769 | 1345.8152 | 2098.1631 | 262.476 | 667.0869 | c4 | h9 | 0.329 | 0.349 | 0.38 | 0.273 | 0.281 | 0.348 | 0.146 | 0.264 | 0.248 | 0.586 | 0.252 | 0.388 | 0.124 | 0.388 | 0.17 | 0.251 | 0.189 | 0.3 | 0.19 | 0.218 | 0.203 | 0.229 | 0.37 | 0.21 | 0.33 | 0.222 | 0.7555 | 0.711 | 0.785 | 0.86033 | 0.81825 | 0.847 | 0.5685 | 0.881 | 0.882 | 0.762 | 0.01 | 0.724 | 0.809 | c4 | h9 | 15.691 | 14.198 | 13.985 | 12.449 | 15.21 | 15.736 | 11.977 | 14.993 | 15.88 | 16.044 | 12.907 | 14.344 | 11.106
c4 | h10 | 42.0777 | 31.3405 | 31.3405 | 26.9136 | 31.3405 | 31.3405 | c4 | h10 | 26893 | c4 | h10 | 2237.6542 | 2913.6689 | 1587.8397 | 1428.3428 | 2772.9005 | 3293.5859 | 2390.9859 | 2828.4337 | 1953.3221 | 1213.9135 | 2083.2705 | 239.1798 | 619.7574 | c4 | h10 | 0.512 | 0.403 | 0.523 | 0.394 | 0.389 | 0.463 | 0.257 | 0.34 | 0.443 | 0.609 | 0.428 | 0.439 | 0.248 | 0.439 | 0.26 | 0.256 | 0.383 | 0.335 | 0.386 | 0.201 | 0.48 | 0.295 | 0.52 | 0.197 | 0.495 | 0.235 | 0.807 | 0.796 | 0.8175 | 0.87433 | 0.8305 | 0.865 | 0.6505 | 0.854 | 0.822 | 0.75667 | 0.01 | 0.746 | 0.808 | c4 | h10 | 17.262 | 16.244 | 15.589 | 14.171 | 17.767 | 15.775 | 13.238 | 16.19 | 17.455 | 16.612 | 15.209 | 14.972 | 12.14
c4 | h11 | 43.8908 | 30.9884 | 30.9884 | 26.9048 | 30.9884 | 30.9884 | c4 | h11 | 26715 | c4 | h11 | 1704.0715 | 2318.3037 | 1320.599 | 1286.5976 | 2408.4992 | 3034.5835 | 2171.7131 | 2322.128 | 1549.5886 | 1094.584 | 1697.8657 | 191.2224 | 719.6863 | c4 | h11 | 0.62 | 0.41 | 0.607 | 0.445 | 0.512 | 0.524 | 0.518 | 0.368 | 0.615 | 0.617 | 0.595 | 0.437 | 0.361 | 0.437 | 0.402 | 0.271 | 0.607 | 0.367 | 0.608 | 0.198 | 0.521 | 0.345 | 0.606 | 0.203 | 0.589 | 0.263 | 0.8295 | 0.7965 | 0.8145 | 0.87967 | 0.82158 | 0.869 | 0.702 | 0.81367 | 0.746 | 0.763 | 0.01 | 0.76133 | 0.804 | c4 | h11 | 18.343 | 17.743 | 16.883 | 15.709 | 19.402 | 15.777 | 14.331 | 17.313 | 18.591 | 17.245 | 16.957 | 15.586 | 13.184
c4 | h12 | 42.8082 | 28.7882 | 28.7882 | 26.896 | 28.7882 | 28.7882 | c4 | h12 | 26983 | c4 | h12 | 1329.6862 | 1944.524 | 1142.1369 | 1209.9225 | 2023.2062 | 2683.7131 | 1967.3442 | 1850.1626 | 1270.1116 | 939.1058 | 1261.6242 | 221.7191 | 513.0855 | c4 | h12 | 0.651 | 0.423 | 0.635 | 0.459 | 0.617 | 0.557 | 0.638 | 0.387 | 0.656 | 0.613 | 0.66 | 0.449 | 0.261 | 0.449 | 0.612 | 0.302 | 0.662 | 0.4 | 0.661 | 0.215 | 0.609 | 0.37 | 0.647 | 0.205 | 0.637 | 0.196 | 0.8295 | 0.782 | 0.806 | 0.89367 | 0.80358 | 0.879 | 0.747 | 0.77767 | 0.733 | 0.779 | 0.01 | 0.76667 | 0.816 | c4 | h12 | 19.003 | 18.639 | 17.632 | 16.771 | 20.331 | 15.771 | 15.06 | 18.106 | 19.21 | 17.794 | 17.776 | 16.122 | 14.051
c4 | h13 | 41.3473 | 27.7409 | 27.7409 | 26.852 | 27.7409 | 27.7409 | c4 | h13 | 26671 | c4 | h13 | 1086.3571 | 1624.0808 | 1082.3268 | 1113.8302 | 1846.4807 | 2337.1591 | 2073.8197 | 1628.6015 | 1064.5637 | 919.3316 | 1118.9658 | 225.9033 | 353.9734 | c4 | h13 | 0.644 | 0.436 | 0.631 | 0.456 | 0.651 | 0.569 | 0.641 | 0.395 | 0.651 | 0.597 | 0.654 | 0.392 | 0.142 | 0.392 | 0.655 | 0.322 | 0.655 | 0.421 | 0.654 | 0.242 | 0.559 | 0.354 | 0.626 | 0.209 | 0.615 | 0.182 | 0.8245 | 0.778 | 0.809 | 0.90933 | 0.78408 | 0.89 | 0.7705 | 0.74367 | 0.7665 | 0.799 | 0.01 | 0.77133 | 0.834 | c4 | h13 | 19.365 | 19.17 | 17.958 | 17.155 | 20.764 | 15.782 | 15.125 | 18.551 | 19.521 | 18.144 | 18.152 | 16.576 | 14.812
c4 | h14 | 40.5992 | 27.6088 | 27.6088 | 26.7199 | 27.6088 | 27.6088 | c4 | h14 | 26914 | c4 | h14 | 1162.9111 | 1565.5001 | 1029.3804 | 976.3723 | 1905.0701 | 2292.8583 | 2054.6508 | 1628.1534 | 1109.7659 | 771.783 | 1117.8825 | 133.2007 | 523.1222 | c4 | h14 | 0.552 | 0.439 | 0.583 | 0.442 | 0.607 | 0.566 | 0.591 | 0.393 | 0.51 | 0.594 | 0.596 | 0.302 | 0.127 | 0.302 | 0.589 | 0.319 | 0.488 | 0.409 | 0.485 | 0.25 | 0.367 | 0.321 | 0.556 | 0.202 | 0.506 | 0.207 | 0.8295 | 0.7855 | 0.826 | 0.926 | 0.77875 | 0.906 | 0.799 | 0.728 | 0.8055 | 0.81667 | 0.01 | 0.77333 | 0.853 | c4 | h14 | 19.411 | 19.279 | 17.88 | 16.856 | 20.763 | 15.817 | 14.937 | 18.777 | 19.517 | 18.345 | 18.388 | 16.987 | 15.327
c4 | h15 | 40.1591 | 27.8289 | 27.8289 | 26.8784 | 27.8289 | 27.8289 | c4 | h15 | 28023 | c4 | h15 | 975.6631 | 1424.1374 | 1008.6873 | 1051.6312 | 1750.5988 | 2031.677 | 1873.0892 | 1404.2168 | 935.0674 | 783.2578 | 1030.781 | 180.8569 | 578.678 | c4 | h15 | 0.374 | 0.429 | 0.485 | 0.413 | 0.511 | 0.543 | 0.48 | 0.373 | 0.334 | 0.627 | 0.499 | 0.248 | 0.097 | 0.248 | 0.439 | 0.29 | 0.312 | 0.356 | 0.313 | 0.23 | 0.326 | 0.277 | 0.478 | 0.165 | 0.465 | 0.173 | 0.8335 | 0.793 | 0.8485 | 0.93533 | 0.77992 | 0.916 | 0.831 | 0.72633 | 0.825 | 0.815 | 0.01 | 0.763 | 0.862 | c4 | h15 | 19.023 | 18.75 | 17.327 | 16.179 | 20.221 | 15.852 | 14.746 | 18.843 | 19.137 | 18.003 | 18.538 | 17.13 | 15.764
c4 | h16 | 40.8368 | 31.1029 | 31.1029 | 26.8872 | 31.1029 | 31.1029 | c4 | h16 | 30236.5 | c4 | h16 | 955.3516 | 1412.2326 | 1012.7696 | 1255.7639 | 1626.2314 | 1830.1584 | 1979.4784 | 1301.2978 | 916.9696 | 843.0546 | 934.952 | 178.753 | 1029.4195 | c4 | h16 | 0.235 | 0.384 | 0.352 | 0.41 | 0.368 | 0.497 | 0.273 | 0.309 | 0.242 | 0.69 | 0.354 | 0.227 | 0.1 | 0.227 | 0.242 | 0.235 | 0.237 | 0.281 | 0.239 | 0.202 | 0.318 | 0.238 | 0.362 | 0.112 | 0.362 | 0.129 | 0.825 | 0.79 | 0.863 | 0.93533 | 0.78167 | 0.913 | 0.838 | 0.73833 | 0.833 | 0.799 | 0.01 | 0.73833 | 0.857 | c4 | h16 | 17.934 | 17.808 | 16.383 | 15.512 | 19.326 | 15.905 | 14.544 | 18.541 | 18.679 | 17.504 | 18.352 | 16.849 | 15.971
c4 | h17 | 45.9678 | 37.3076 | 37.3076 | 26.9048 | 37.3076 | 37.3076 | c4 | h17 | 32604.5 | c4 | h17 | 1096.9659 | 1518.5546 | 1521.2299 | 1559.911 | 1721.9887 | 2098.6934 | 2156.3544 | 1437.5033 | 1079.791 | 1480.5453 | 909.3751 | 300.0451 | 1715.0329 | c4 | h17 | 0.117 | 0.345 | 0.185 | 0.424 | 0.189 | 0.47 | 0.117 | 0.239 | 0.11 | 0.731 | 0.13 | 0.222 | 0.078 | 0.222 | 0.105 | 0.215 | 0.123 | 0.203 | 0.125 | 0.162 | 0.195 | 0.236 | 0.191 | 0.078 | 0.202 | 0.104 | 0.789 | 0.763 | 0.855 | 0.92433 | 0.76483 | 0.886 | 0.844 | 0.74067 | 0.8175 | 0.77033 | 0.01 | 0.69933 | 0.829 | c4 | h17 | 16.568 | 16.688 | 15.403 | 14.789 | 18.055 | 15.978 | 14.241 | 17.933 | 17.967 | 16.792 | 17.333 | 16.275 | 15.544
c4 | h18 | 82.4657 | 41.3121 | 41.3121 | 26.9312 | 41.3121 | 41.3121 | c4 | h18 | 33860 | c4 | h18 | 1817.6739 | 2209.7526 | 1960.9775 | 1836.8892 | 2172.1264 | 3087.586 | 3088.8724 | 2312.6974 | 1826.735 | 1918.9571 | 1648.1755 | 373.1905 | 2238.2659 | c4 | h18 | 0.022 | 0.383 | 0.039 | 0.476 | 0.036 | 0.505 | 0.032 | 0.257 | 0.027 | 0.736 | 0.041 | 0.231 | 0.037 | 0.231 | 0.02 | 0.279 | 0.031 | 0.197 | 0.031 | 0.154 | 0.047 | 0.256 | 0.047 | 0.06 | 0.057 | 0.082 | 0.7625 | 0.739 | 0.8205 | 0.91133 | 0.74942 | 0.867 | 0.85 | 0.73633 | 0.8095 | 0.74167 | 0.01 | 0.67433 | 0.785 | c4 | h18 | 15.146 | 15.501 | 14.479 | 13.923 | 16.334 | 16.047 | 13.484 | 17.113 | 16.813 | 15.605 | 15.922 | 15.449 | 14.62
c4 | h19 | 70.5843 | 41.6113 | 46.0294 | 26.9664 | 39.5958 | 43.7147 | c4 | h19 | 34857 | c4 | h19 | 2264.4882 | 2938.2762 | 2183.271 | 2229.9373 | 2670.2787 | 4045.9696 | 3489.167 | 2965.3241 | 2138.9729 | 2009.1854 | 2180.4996 | 420.9823 | 2389.5933 | c4 | h19 | 0 | 0.439 | 0 | 0.497 | 0 | 0.524 | 0 | 0.3 | 0 | 0.733 | 0 | 0.24 | 0 | 0.24 | 0 | 0.376 | 0 | 0.243 | 0 | 0.142 | 0 | 0.281 | 0 | 0.048 | 0 | 0.046 | 0.765 | 0.7275 | 0.798 | 0.908 | 0.7535 | 0.87 | 0.851 | 0.742 | 0.8105 | 0.733 | 0.01 | 0.68167 | 0.775 | c4 | h19 | 14.301 | 14.686 | 13.862 | 13.195 | 15.359 | 16.116 | 12.763 | 16.752 | 16.187 | 14.678 | 15.061 | 14.509 | 14.263
c4 | h20 | 62.4697 | 38.3021 | 41.4529 | 26.9576 | 32.4054 | 39.4286 | c4 | h20 | 33370.5 | c4 | h20 | 2417.0356 | 3275.1295 | 2162.3339 | 2057.7342 | 3099.7081 | 4352.5157 | 3540.4279 | 3177.7539 | 2256.4578 | 1883.7216 | 2476.6626 | 474.2469 | 2508.3399 | c4 | h20 | 0 | 0.442 | 0 | 0.456 | 0 | 0.512 | 0 | 0.311 | 0 | 0.758 | 0 | 0.233 | 0 | 0.233 | 0 | 0.448 | 0 | 0.279 | 0 | 0.107 | 0 | 0.285 | 0 | 0.043 | 0 | 0.024 | 0.758 | 0.7 | 0.778 | 0.89633 | 0.74483 | 0.861 | 0.8655 | 0.73167 | 0.791 | 0.73367 | 0.01 | 0.68967 | 0.762 | c4 | h20 | 13.998 | 14.201 | 13.582 | 12.831 | 15.104 | 16.16 | 12.489 | 16.674 | 16.091 | 14.337 | 14.656 | 13.869 | 14.244
c4 | h21 | 46.8391 | 37.3692 | 42.6234 | 26.8872 | 27.9521 | 38.3285 | c4 | h21 | 30651 | c4 | h21 | 2300.8343 | 3249.1928 | 1629.0797 | 1575.2817 | 3024.9026 | 4212.8259 | 3315.6174 | 2933.525 | 2187.9408 | 1357.6153 | 2332.7629 | 382.714 | 1668.9891 | c4 | h21 | 0 | 0.443 | 0 | 0.398 | 0 | 0.487 | 0 | 0.287 | 0 | 0.791 | 0 | 0.225 | 0 | 0.225 | 0 | 0.442 | 0 | 0.272 | 0 | 0.08 | 0 | 0.261 | 0 | 0.043 | 0 | 0.023 | 0.7385 | 0.6845 | 0.7655 | 0.88833 | 0.72292 | 0.854 | 0.8905 | 0.70733 | 0.754 | 0.73067 | 0.01 | 0.68633 | 0.737 | c4 | h21 | 13.93 | 13.829 | 13.419 | 12.603 | 14.878 | 16.165 | 12.382 | 16.477 | 15.902 | 13.956 | 14.1 | 13.375 | 13.926
c4 | h22 | 41.1272 | 33.8664 | 33.8664 | 26.3943 | 26.3943 | 33.8664 | c4 | h22 | 27595 | c4 | h22 | 1789.8123 | 2416.4741 | 1258.4572 | 1196.3305 | 2604.558 | 3411.1067 | 2754.7301 | 2243.6329 | 1650.6675 | 1018.4825 | 1870.4823 | 286.1851 | 1315.6134 | c4 | h22 | 0 | 0.439 | 0 | 0.342 | 0 | 0.455 | 0 | 0.26 | 0 | 0.804 | 0 | 0.223 | 0 | 0.223 | 0 | 0.393 | 0 | 0.258 | 0 | 0.054 | 0 | 0.247 | 0 | 0.043 | 0 | 0.036 | 0.748 | 0.6935 | 0.771 | 0.883 | 0.71683 | 0.864 | 0.911 | 0.68567 | 0.712 | 0.691 | 0.01 | 0.69133 | 0.703 | c4 | h22 | 13.892 | 13.572 | 13.278 | 12.484 | 14.603 | 16.164 | 12.291 | 16.137 | 15.597 | 14.013 | 13.522 | 13.084 | 13.343
c4 | h23 | 41.7961 | 29.2722 | 29.8355 | 26.0159 | 26.0159 | 29.5363 | c4 | h23 | 24269 | c4 | h23 | 1371.0124 | 1897.7954 | 888.8294 | 889.871 | 2109.5811 | 2578.7464 | 2191.7701 | 1716.2169 | 1141.7253 | 682.3937 | 1357.1578 | 219.5462 | 1011.0576 | c4 | h23 | 0 | 0.439 | 0 | 0.312 | 0 | 0.429 | 0 | 0.27 | 0 | 0.806 | 0 | 0.225 | 0 | 0.225 | 0 | 0.353 | 0 | 0.259 | 0 | 0.041 | 0 | 0.224 | 0 | 0.046 | 0 | 0.051 | 0.7555 | 0.707 | 0.782 | 0.88333 | 0.71075 | 0.872 | 0.9165 | 0.666 | 0.666 | 0.622 | 0.01 | 0.68333 | 0.662 | c4 | h23 | 13.687 | 13.387 | 13.081 | 12.391 | 14.397 | 16.142 | 12.121 | 15.783 | 15.386 | 14.16 | 13.168 | 12.791 | 12.62
c4 | h24 | 32.027 | 27.8905 | 27.8905 | 25.7518 | 25.7518 | 27.8905 | c4 | h24 | 22971.5 | c4 | h24 | 973.6726 | 1351.6066 | 632.5065 | 643.15 | 1592.3718 | 1780.5954 | 1688.341 | 1164.7299 | 809.5385 | 437.1292 | 890.644 | 151.8128 | 414.0701 | c4 | h24 | 0 | 0.448 | 0 | 0.287 | 0 | 0.396 | 0 | 0.27 | 0 | 0.797 | 0 | 0.239 | 0 | 0.239 | 0 | 0.349 | 0 | 0.27 | 0 | 0.029 | 0 | 0.197 | 0 | 0.055 | 0 | 0.074 | 0.7575 | 0.706 | 0.7805 | 0.87867 | 0.70542 | 0.866 | 0.911 | 0.65333 | 0.6235 | 0.557 | 0.01 | 0.66433 | 0.639 | c4 | h24 | 13.439 | 13.311 | 12.952 | 12.228 | 14.181 | 16.118 | 11.907 | 15.38 | 15.177 | 14.285 | 12.842 | 12.529 | 11.856
c5 | h1 | 32.152 | 27.5262 | 27.5262 | 25.4723 | 25.4723 | 27.5262 | c5 | h1 | 24540.5 | c5 | h1 | 689.7074 | 1130.5482 | 494.7561 | 571.5793 | 1058.8767 | 1186.8747 | 973.0803 | 734.8264 | 478.3166 | 384.402 | 768.3916 | 90.3448 | 440.782 | c5 | h1 | 0 | 0.161 | 0 | 0.119 | 0 | 0.134 | 0 | 0.185 | 0 | 0.221 | 0 | 0.315 | 0 | 0.315 | 0 | 0.175 | 0 | 0.202 | 0 | 0.096 | 0 | 0.103 | 0 | 0.058 | 0 | 0.023 | 0.088 | 0.331 | 0.3435 | 0.23567 | 0.087333 | 0.075 | 0.4765 | 0.086667 | 0.1635 | 0.14267 | 0.01 | 0.063667 | 0.131 | c5 | h1 | 11.52 | 10.918 | 10.656 | 9.938 | 11.393 | 15.77 | 11.166 | 14.711 | 13.619 | 11.816 | 10.701 | 11.474 | 11.47
c5 | h2 | 31.8448 | 27.4999 | 27.4999 | 25.5337 | 25.5337 | 27.4999 | c5 | h2 | 24158 | c5 | h2 | 519.0925 | 887.4252 | 419.2653 | 526.3799 | 645.2692 | 845.9547 | 651.0465 | 474.224 | 351.5753 | 315.0961 | 520.1125 | 78.5295 | 452.9075 | c5 | h2 | 0 | 0.163 | 0 | 0.127 | 0 | 0.134 | 0 | 0.185 | 0 | 0.183 | 0 | 0.302 | 0 | 0.302 | 0 | 0.157 | 0 | 0.194 | 0 | 0.072 | 0 | 0.09 | 0 | 0.037 | 0 | 0.013 | 0.0795 | 0.291 | 0.2915 | 0.20433 | 0.08925 | 0.057 | 0.4675 | 0.099 | 0.1925 | 0.153 | 0.01 | 0.069667 | 0.162 | c5 | h2 | 11.475 | 10.741 | 10.434 | 9.713 | 10.933 | 15.781 | 10.96 | 14.52 | 13.256 | 11.611 | 10.25 | 11.626 | 11.691
c5 | h3 | 30.1946 | 27.9827 | 27.9827 | 26.1218 | 26.1218 | 27.9827 | c5 | h3 | 23641.5 | c5 | h3 | 448.0913 | 802.9958 | 425.1512 | 478.2364 | 603.15 | 711.8584 | 554.3894 | 423.5248 | 311.6879 | 417.7245 | 464.47 | 107.0013 | 489.192 | c5 | h3 | 0 | 0.162 | 0 | 0.124 | 0 | 0.115 | 0 | 0.182 | 0 | 0.171 | 0 | 0.296 | 0 | 0.296 | 0 | 0.14 | 0 | 0.18 | 0 | 0.061 | 0 | 0.076 | 0 | 0.027 | 0 | 0.009 | 0.073 | 0.253 | 0.247 | 0.17033 | 0.093167 | 0.038 | 0.44 | 0.11333 | 0.218 | 0.16867 | 0.01 | 0.082 | 0.2 | c5 | h3 | 11.542 | 10.715 | 10.397 | 9.578 | 10.532 | 15.811 | 10.85 | 14.329 | 13.038 | 11.408 | 9.866 | 11.692 | 11.704
c5 | h4 | 29.1325 | 29.5012 | 29.5012 | 26.8328 | 28.2109 | 29.5012 | c5 | h4 | 23628 | c5 | h4 | 417.8095 | 730.9324 | 433.3688 | 528.038 | 549.8416 | 607.5226 | 391.5665 | 387.9358 | 338.7196 | 272.9128 | 401.4219 | 72.0675 | 546.5653 | c5 | h4 | 0 | 0.158 | 0 | 0.118 | 0 | 0.098 | 0 | 0.183 | 0 | 0.181 | 0 | 0.288 | 0 | 0.288 | 0 | 0.123 | 0 | 0.169 | 0 | 0.059 | 0 | 0.076 | 0 | 0.025 | 0 | 0.013 | 0.0725 | 0.228 | 0.203 | 0.129 | 0.098917 | 0.018 | 0.4115 | 0.12533 | 0.2375 | 0.20033 | 0.01 | 0.10267 | 0.249 | c5 | h4 | 11.705 | 10.791 | 10.41 | 9.47 | 10.222 | 15.858 | 10.749 | 14.166 | 12.928 | 11.199 | 9.49 | 11.626 | 11.526
c5 | h5 | 29.1325 | 37.3219 | 37.3219 | 26.8504 | 31.0372 | 37.3219 | c5 | h5 | 24791 | c5 | h5 | 364.3902 | 634.5063 | 468.8865 | 515.6243 | 410.7158 | 435.2607 | 298.7457 | 340.5423 | 316.8998 | 317.0661 | 282.0355 | 65.0246 | 406.4272 | c5 | h5 | 0 | 0.156 | 0 | 0.115 | 0 | 0.09 | 0 | 0.194 | 0 | 0.21 | 0 | 0.29 | 0 | 0.29 | 0 | 0.113 | 0 | 0.174 | 0 | 0.063 | 0 | 0.087 | 0 | 0.027 | 0 | 0.021 | 0.0815 | 0.2035 | 0.152 | 0.088667 | 0.10858 | 0.01 | 0.372 | 0.13567 | 0.2495 | 0.244 | 0.01 | 0.133 | 0.305 | c5 | h5 | 11.635 | 10.865 | 10.391 | 9.385 | 9.985 | 15.918 | 10.597 | 13.99 | 12.783 | 10.975 | 9.106 | 11.589 | 11.141
c5 | h6 | 31.4234 | 45.5903 | 45.2656 | 26.9381 | 33.3633 | 45.5903 | c5 | h6 | 29024.5 | c5 | h6 | 473.3395 | 716.123 | 720.9076 | 867.7509 | 535.3344 | 507.7064 | 339.3681 | 430.8477 | 429.7686 | 532.6193 | 359.194 | 105.3618 | 100.9922 | c5 | h6 | 0 | 0.153 | 0 | 0.118 | 0 | 0.093 | 0 | 0.204 | 0 | 0.237 | 0 | 0.306 | 0 | 0.306 | 0 | 0.112 | 0 | 0.184 | 0 | 0.07 | 0 | 0.099 | 0 | 0.033 | 0 | 0.033 | 0.096 | 0.1665 | 0.1015 | 0.063667 | 0.1235 | 0.017 | 0.344 | 0.151 | 0.2595 | 0.291 | 0.01 | 0.169 | 0.357 | c5 | h6 | 11.612 | 10.907 | 10.3 | 9.314 | 9.781 | 15.975 | 10.473 | 13.876 | 12.68 | 10.713 | 8.845 | 11.377 | 10.732
c5 | h7 | 36.9445 | 48.4518 | 48.4518 | 26.982 | 34.1533 | 48.4518 | c5 | h7 | 34376.5 | c5 | h7 | 865.7615 | 1247.9287 | 1740.3926 | 1683.5782 | 954.5008 | 1029.1456 | 840.9455 | 1106.145 | 886.0004 | 1538.1817 | 703.8243 | 198.2427 | 288.2159 | c5 | h7 | 0.033 | 0.154 | 0.015 | 0.122 | 0.021 | 0.103 | 0.012 | 0.209 | 0.021 | 0.254 | 0.014 | 0.318 | 0.001 | 0.318 | 0.035 | 0.121 | 0.019 | 0.189 | 0.019 | 0.082 | 0.011 | 0.098 | 0.016 | 0.045 | 0.009 | 0.047 | 0.115 | 0.124 | 0.063 | 0.057667 | 0.14033 | 0.045 | 0.3195 | 0.16567 | 0.264 | 0.327 | 0.01 | 0.201 | 0.392 | c5 | h7 | 12.176 | 11.39 | 10.542 | 9.517 | 10.408 | 16.011 | 10.53 | 14.081 | 12.984 | 10.625 | 9.088 | 11.28 | 10.447
c5 | h8 | 48.1183 | 48.285 | 50.9622 | 26.9733 | 33.3282 | 50.6023 | c5 | h8 | 36072 | c5 | h8 | 2560.3818 | 3015.3957 | 2137.3924 | 2110.367 | 2818.0481 | 3046.7234 | 2699.6448 | 3084.4185 | 2400.3364 | 1987.5354 | 2183.5494 | 343.7342 | 1302.3222 | c5 | h8 | 0.194 | 0.12 | 0.09 | 0.094 | 0.167 | 0.093 | 0.14 | 0.148 | 0.138 | 0.26 | 0.148 | 0.271 | 0.042 | 0.271 | 0.201 | 0.114 | 0.134 | 0.146 | 0.133 | 0.07 | 0.124 | 0.073 | 0.12 | 0.058 | 0.121 | 0.069 | 0.111 | 0.0775 | 0.0355 | 0.061333 | 0.13267 | 0.077 | 0.2835 | 0.15433 | 0.22 | 0.32533 | 0.01 | 0.19333 | 0.358 | c5 | h8 | 14.473 | 13.688 | 12.912 | 11.742 | 13.468 | 16.015 | 11.549 | 15.436 | 14.74 | 12.507 | 11.669 | 12.556 | 11.46
c5 | h9 | 48.3289 | 47.9603 | 51.9452 | 26.9469 | 31.6692 | 52.2525 | c5 | h9 | 35956.5 | c5 | h9 | 2873.4545 | 3618.4406 | 1697.6629 | 1704.5441 | 3438.3662 | 4014.1607 | 3501.1758 | 3407.6839 | 2673.1749 | 1530.7959 | 2887.4833 | 281.6074 | 1126.8541 | c5 | h9 | 0.407 | 0.087 | 0.266 | 0.061 | 0.352 | 0.065 | 0.327 | 0.099 | 0.385 | 0.263 | 0.328 | 0.204 | 0.109 | 0.204 | 0.399 | 0.101 | 0.389 | 0.105 | 0.389 | 0.046 | 0.375 | 0.056 | 0.297 | 0.055 | 0.342 | 0.059 | 0.0795 | 0.034 | 0.0125 | 0.052 | 0.11042 | 0.073 | 0.2375 | 0.14133 | 0.1875 | 0.28767 | 0.01 | 0.15167 | 0.261 | c5 | h9 | 15.907 | 15.039 | 14.341 | 13.235 | 15.451 | 16.015 | 12.458 | 16.202 | 16.055 | 14.287 | 13.535 | 13.749 | 12.595
c5 | h10 | 41.2367 | 47.0474 | 47.2142 | 26.9118 | 31.3971 | 50.4355 | c5 | h10 | 34814 | c5 | h10 | 2038.0601 | 2902.096 | 1376.4177 | 1384.5911 | 2605.6765 | 3229.4202 | 2854.9546 | 2314.0944 | 1916.6545 | 1115.4249 | 2290.821 | 225.3825 | 906.6238 | c5 | h10 | 0.554 | 0.069 | 0.54 | 0.049 | 0.505 | 0.064 | 0.492 | 0.071 | 0.55 | 0.257 | 0.513 | 0.23 | 0.248 | 0.23 | 0.535 | 0.087 | 0.544 | 0.081 | 0.544 | 0.038 | 0.536 | 0.061 | 0.53 | 0.066 | 0.528 | 0.071 | 0.073 | 0.0215 | 0.0075 | 0.049 | 0.1145 | 0.074 | 0.2185 | 0.156 | 0.2055 | 0.25767 | 0.01 | 0.132 | 0.204 | c5 | h10 | 17.085 | 16.026 | 15.358 | 14.208 | 17.23 | 16.04 | 13.79 | 16.914 | 17.43 | 16.352 | 15.141 | 14.987 | 13.706
c5 | h11 | 36.532 | 43.5452 | 43.238 | 26.8855 | 31.678 | 47.8549 | c5 | h11 | 34112 | c5 | h11 | 1341.357 | 2113.7813 | 1210.5118 | 1132.5248 | 1838.7262 | 2339.0632 | 2031.8094 | 1748.8284 | 1322.0264 | 819.802 | 1699.6952 | 184.627 | 837.1955 | c5 | h11 | 0.644 | 0.055 | 0.638 | 0.049 | 0.597 | 0.075 | 0.593 | 0.043 | 0.649 | 0.245 | 0.618 | 0.294 | 0.31 | 0.294 | 0.64 | 0.069 | 0.645 | 0.055 | 0.645 | 0.027 | 0.641 | 0.055 | 0.638 | 0.076 | 0.637 | 0.111 | 0.0715 | 0.0215 | 0.007 | 0.057667 | 0.12275 | 0.078 | 0.216 | 0.174 | 0.22 | 0.246 | 0.01 | 0.116 | 0.158 | c5 | h11 | 17.991 | 16.816 | 16.178 | 15.054 | 18.582 | 16.058 | 14.936 | 17.5 | 18.482 | 17.824 | 16.303 | 15.923 | 14.858
c5 | h12 | 34.873 | 43.4925 | 43.1853 | 26.8767 | 30.8354 | 47.653 | c5 | h12 | 33836 | c5 | h12 | 1071.9944 | 1757.7842 | 1137.7588 | 946.0263 | 1565.1171 | 1941.1338 | 1632.73 | 1331.8723 | 1026.7726 | 735.0697 | 1379.5688 | 145.8158 | 721.4481 | c5 | h12 | 0.686 | 0.05 | 0.688 | 0.052 | 0.468 | 0.089 | 0.597 | 0.029 | 0.698 | 0.23 | 0.632 | 0.325 | 0.278 | 0.325 | 0.683 | 0.053 | 0.695 | 0.037 | 0.695 | 0.019 | 0.698 | 0.05 | 0.692 | 0.078 | 0.694 | 0.134 | 0.0715 | 0.0285 | 0.0055 | 0.067333 | 0.13008 | 0.076 | 0.2205 | 0.18867 | 0.2285 | 0.258 | 0.01 | 0.10133 | 0.124 | c5 | h12 | 18.708 | 17.418 | 16.726 | 15.725 | 19.541 | 16.057 | 15.638 | 17.926 | 19.147 | 18.767 | 17.259 | 16.489 | 15.655
c5 | h13 | 33.2053 | 42.2461 | 41.9477 | 26.8855 | 30.572 | 47.0913 | c5 | h13 | 33185 | c5 | h13 | 981.0232 | 1654.9834 | 1140.6156 | 876.1685 | 1443.5611 | 1756.012 | 1505.9696 | 1280.7503 | 947.8109 | 796.5878 | 1357.7544 | 124.0157 | 699.2907 | c5 | h13 | 0.686 | 0.048 | 0.687 | 0.059 | 0.575 | 0.107 | 0.539 | 0.021 | 0.698 | 0.214 | 0.656 | 0.335 | 0.266 | 0.335 | 0.688 | 0.042 | 0.7 | 0.026 | 0.7 | 0.016 | 0.707 | 0.047 | 0.697 | 0.079 | 0.705 | 0.137 | 0.0745 | 0.0445 | 0.005 | 0.071 | 0.14075 | 0.069 | 0.2065 | 0.207 | 0.235 | 0.28667 | 0.01 | 0.090667 | 0.1 | c5 | h13 | 19.102 | 17.796 | 17.064 | 16.143 | 20.097 | 16.026 | 15.973 | 18.171 | 19.54 | 19.297 | 17.889 | 16.774 | 16.018
c5 | h14 | 31.4234 | 42.2286 | 41.9301 | 26.8504 | 31.5112 | 46.6349 | c5 | h14 | 33059 | c5 | h14 | 1100.0994 | 1634.0899 | 1056.4817 | 1105.9132 | 1577.1432 | 1707.9638 | 1414.199 | 1135.8797 | 924.9799 | 616.7968 | 1265.5957 | 126.0719 | 456.0604 | c5 | h14 | 0.636 | 0.048 | 0.643 | 0.069 | 0.542 | 0.125 | 0.52 | 0.017 | 0.649 | 0.203 | 0.626 | 0.347 | 0.128 | 0.347 | 0.638 | 0.037 | 0.655 | 0.018 | 0.656 | 0.018 | 0.667 | 0.044 | 0.654 | 0.083 | 0.667 | 0.143 | 0.082 | 0.072 | 0.008 | 0.066667 | 0.16 | 0.058 | 0.172 | 0.238 | 0.2525 | 0.33033 | 0.01 | 0.087 | 0.084 | c5 | h14 | 19.267 | 18.001 | 17.15 | 16.33 | 20.35 | 15.98 | 16.088 | 18.254 | 19.769 | 19.303 | 18.239 | 16.937 | 16.195
c5 | h15 | 31.4234 | 40.7978 | 36.6987 | 26.8591 | 33.4335 | 40.4994 | c5 | h15 | 33146 | c5 | h15 | 975.6674 | 1581.0014 | 838.6453 | 908.2648 | 1467.1802 | 1739.4174 | 1287.025 | 1221.1778 | 917.6181 | 550.1652 | 1247.3385 | 148.1791 | 116.7551 | c5 | h15 | 0.54 | 0.054 | 0.548 | 0.08 | 0.512 | 0.141 | 0.462 | 0.016 | 0.552 | 0.206 | 0.541 | 0.36 | 0.155 | 0.36 | 0.551 | 0.037 | 0.562 | 0.014 | 0.562 | 0.024 | 0.579 | 0.046 | 0.563 | 0.085 | 0.58 | 0.138 | 0.099 | 0.11 | 0.0165 | 0.060667 | 0.19 | 0.049 | 0.14 | 0.281 | 0.294 | 0.38067 | 0.01 | 0.089 | 0.078 | c5 | h15 | 19.102 | 18.037 | 16.999 | 16.148 | 20.262 | 15.915 | 15.887 | 18.203 | 19.781 | 19.134 | 18.219 | 16.896 | 16.011
c5 | h16 | 32.8366 | 43.396 | 41.3245 | 26.8591 | 35.1276 | 43.1941 | c5 | h16 | 35214 | c5 | h16 | 951.5244 | 1393.4342 | 1083.2578 | 1052.4862 | 1405.9462 | 1685.8869 | 1286.1429 | 1539.8568 | 867.9396 | 577.0087 | 1089.1077 | 138.3172 | 131.2407 | c5 | h16 | 0.382 | 0.07 | 0.404 | 0.1 | 0.362 | 0.16 | 0.323 | 0.022 | 0.405 | 0.23 | 0.401 | 0.339 | 0.104 | 0.339 | 0.404 | 0.043 | 0.417 | 0.016 | 0.418 | 0.034 | 0.441 | 0.057 | 0.422 | 0.084 | 0.443 | 0.118 | 0.122 | 0.151 | 0.0345 | 0.063 | 0.227 | 0.053 | 0.116 | 0.332 | 0.3595 | 0.436 | 0.01 | 0.095 | 0.087 | c5 | h16 | 18.74 | 17.592 | 16.503 | 15.618 | 19.823 | 15.779 | 15.593 | 17.945 | 19.442 | 18.631 | 17.8 | 16.675 | 15.686
c5 | h17 | 35.1802 | 46.6085 | 44.6073 | 26.8504 | 39.4461 | 46.4242 | c5 | h17 | 36930.5 | c5 | h17 | 1148.1728 | 1609.2134 | 1463.9972 | 1362.7645 | 1537.5879 | 1924.078 | 1534.7831 | 1160.8366 | 944.9271 | 1125.1098 | 1240.7447 | 203.8705 | 562.8723 | c5 | h17 | 0.194 | 0.108 | 0.219 | 0.137 | 0.149 | 0.182 | 0.155 | 0.043 | 0.216 | 0.275 | 0.226 | 0.339 | 0.069 | 0.339 | 0.196 | 0.065 | 0.226 | 0.03 | 0.227 | 0.049 | 0.257 | 0.077 | 0.238 | 0.08 | 0.262 | 0.118 | 0.1525 | 0.197 | 0.069 | 0.082 | 0.26958 | 0.074 | 0.1225 | 0.38667 | 0.4425 | 0.486 | 0.01 | 0.10767 | 0.106 | c5 | h17 | 17.594 | 16.737 | 15.697 | 14.814 | 18.775 | 15.603 | 15.036 | 17.387 | 18.611 | 17.934 | 16.932 | 16.267 | 15.241
c5 | h18 | 44.9759 | 49.0926 | 48.285 | 26.8679 | 34.1796 | 49.0223 | c5 | h18 | 37937 | c5 | h18 | 1776.6711 | 2345.5971 | 1873.9687 | 1774.8473 | 2014.9013 | 2672.5154 | 2239.026 | 1959.1933 | 1690.5668 | 1486.8092 | 1720.6101 | 313.9132 | 1243.3331 | c5 | h18 | 0.024 | 0.188 | 0.038 | 0.227 | 0.027 | 0.249 | 0.019 | 0.108 | 0.032 | 0.336 | 0.045 | 0.409 | 0.019 | 0.409 | 0.023 | 0.106 | 0.043 | 0.063 | 0.044 | 0.077 | 0.066 | 0.118 | 0.052 | 0.095 | 0.07 | 0.167 | 0.206 | 0.271 | 0.133 | 0.13633 | 0.3325 | 0.126 | 0.171 | 0.459 | 0.557 | 0.53767 | 0.01 | 0.132 | 0.137 | c5 | h18 | 15.306 | 15.174 | 14.151 | 13.666 | 16.225 | 15.504 | 13.951 | 16.225 | 16.818 | 16.345 | 14.915 | 15.33 | 14.341
c5 | h19 | 69.9128 | 48.4957 | 44.774 | 26.8767 | 31.6517 | 48.1621 | c5 | h19 | 39326 | c5 | h19 | 2247.0921 | 2943.1734 | 2173.035 | 2398.6195 | 2550.3376 | 3275.5314 | 2934.9314 | 2602.0844 | 1995.6028 | 1774.1517 | 2166.4928 | 373.1143 | 1486.6875 | c5 | h19 | 0 | 0.269 | 0 | 0.33 | 0 | 0.338 | 0 | 0.196 | 0 | 0.389 | 0 | 0.498 | 0 | 0.498 | 0 | 0.142 | 0 | 0.102 | 0 | 0.103 | 0 | 0.184 | 0 | 0.121 | 0 | 0.206 | 0.2665 | 0.312 | 0.193 | 0.222 | 0.38642 | 0.215 | 0.2275 | 0.50633 | 0.6495 | 0.588 | 0.01 | 0.161 | 0.173 | c5 | h19 | 13.758 | 14.025 | 12.899 | 12.616 | 14.451 | 15.46 | 12.782 | 15.279 | 15.516 | 14.79 | 13.364 | 14.402 | 13.533
c5 | h20 | 51.7785 | 46.5207 | 35.0222 | 26.824 | 29.6416 | 46.5207 | c5 | h20 | 37072 | c5 | h20 | 2527.0069 | 3406.2784 | 2254.7949 | 2244.7915 | 3084.234 | 4000.3838 | 3403.2916 | 3028.2093 | 2166.4029 | 1859.6041 | 2552.6858 | 419.8738 | 1638.7402 | c5 | h20 | 0 | 0.292 | 0 | 0.363 | 0 | 0.361 | 0 | 0.251 | 0 | 0.41 | 0 | 0.546 | 0 | 0.546 | 0 | 0.157 | 0 | 0.126 | 0 | 0.115 | 0 | 0.251 | 0 | 0.145 | 0 | 0.212 | 0.3225 | 0.3115 | 0.226 | 0.31033 | 0.42558 | 0.328 | 0.292 | 0.52867 | 0.682 | 0.62533 | 0.01 | 0.19333 | 0.216 | c5 | h20 | 12.969 | 13.561 | 12.514 | 12.172 | 13.852 | 15.433 | 12.392 | 14.812 | 14.991 | 14.236 | 13.052 | 13.993 | 13.157
c5 | h21 | 37.7871 | 43.2029 | 33.4949 | 26.8416 | 28.0002 | 42.2988 | c5 | h21 | 33410 | c5 | h21 | 2434.1291 | 3439.5382 | 1801.3173 | 1867.3608 | 3097.8773 | 4215.6738 | 3410.9986 | 2896.8925 | 2063.751 | 1484.3337 | 2804.3613 | 356.6403 | 1293.509 | c5 | h21 | 0 | 0.281 | 0 | 0.351 | 0 | 0.352 | 0 | 0.253 | 0 | 0.393 | 0 | 0.585 | 0 | 0.585 | 0 | 0.157 | 0 | 0.131 | 0 | 0.114 | 0 | 0.295 | 0 | 0.162 | 0 | 0.216 | 0.3585 | 0.3 | 0.2375 | 0.37933 | 0.44958 | 0.434 | 0.3555 | 0.54067 | 0.6685 | 0.64367 | 0.01 | 0.22033 | 0.25 | c5 | h21 | 12.203 | 12.948 | 12.01 | 11.82 | 13.233 | 15.409 | 12.021 | 14.48 | 14.485 | 13.742 | 12.838 | 13.464 | 12.698
c5 | h22 | 34.873 | 36.6636 | 33.5301 | 26.0867 | 26.0867 | 34.4166 | c5 | h22 | 29461 | c5 | h22 | 2032.8648 | 2828.9257 | 1382.1692 | 1370.4939 | 2690.3414 | 3635.3327 | 3011.0012 | 2312.9627 | 1705.5938 | 1111.6318 | 2423.08 | 271.7897 | 1053.6546 | c5 | h22 | 0 | 0.254 | 0 | 0.341 | 0 | 0.361 | 0 | 0.217 | 0 | 0.358 | 0 | 0.597 | 0 | 0.597 | 0 | 0.147 | 0 | 0.119 | 0 | 0.103 | 0 | 0.309 | 0 | 0.174 | 0 | 0.235 | 0.3695 | 0.271 | 0.2125 | 0.412 | 0.46608 | 0.491 | 0.3945 | 0.56267 | 0.665 | 0.62867 | 0.01 | 0.241 | 0.269 | c5 | h22 | 11.636 | 12.47 | 11.729 | 11.357 | 12.598 | 15.434 | 11.783 | 14.25 | 14.016 | 13.201 | 12.557 | 12.905 | 12.291
c5 | h23 | 31.8535 | 33.2492 | 41.6931 | 26.6573 | 27.1313 | 36.9884 | c5 | h23 | 25414.5 | c5 | h23 | 1597.6687 | 2238.6195 | 1029.6516 | 981.1228 | 2268.9362 | 2839.1641 | 2429.3083 | 1823.5871 | 1265.3793 | 792.0017 | 1868.4715 | 198.5591 | 328.683 | c5 | h23 | 0 | 0.222 | 0 | 0.341 | 0 | 0.37 | 0 | 0.181 | 0 | 0.321 | 0 | 0.581 | 0 | 0.581 | 0 | 0.138 | 0 | 0.113 | 0 | 0.094 | 0 | 0.31 | 0 | 0.183 | 0 | 0.257 | 0.356 | 0.215 | 0.16 | 0.42467 | 0.46933 | 0.508 | 0.4205 | 0.58267 | 0.6725 | 0.58133 | 0.01 | 0.25333 | 0.277 | c5 | h23 | 11.196 | 12.158 | 11.508 | 10.94 | 12.136 | 15.457 | 11.432 | 14.127 | 13.792 | 12.598 | 12.215 | 12.475 | 11.931
c5 | h24 | 28.0529 | 30.3701 | 35.0222 | 26.3676 | 26.3676 | 32.4153 | c5 | h24 | 23997 | c5 | h24 | 1187.1766 | 1708.6927 | 736.3501 | 692.03 | 1715.7663 | 2016.0218 | 1698.6069 | 1292.9604 | 913.0478 | 506.1187 | 1413.0153 | 122.4158 | 239.895 | c5 | h24 | 0 | 0.199 | 0 | 0.33 | 0 | 0.376 | 0 | 0.159 | 0 | 0.285 | 0 | 0.599 | 0 | 0.599 | 0 | 0.134 | 0 | 0.121 | 0 | 0.118 | 0 | 0.314 | 0 | 0.205 | 0 | 0.281 | 0.3375 | 0.1545 | 0.1135 | 0.43767 | 0.46975 | 0.517 | 0.4345 | 0.602 | 0.68 | 0.53867 | 0.01 | 0.26 | 0.274 | c5 | h24 | 10.827 | 11.814 | 11.299 | 10.738 | 11.863 | 15.489 | 11.16 | 14.025 | 13.672 | 12.03 | 11.799 | 12.111 | 11.652
c6 | h1 | 30.3229 | 39.9178 | 23.965 | 22.3286 | 9.586 | 40.2755 | c6 | h1 | 22489 | c6 | h1 | 1165.9349 | 1276.3502 | 697.5891 | 809.5759 | 1617.2568 | 1684.8728 | 1235.9486 | 1450.7452 | 935.3938 | 459.1295 | 1036.4977 | 112.9797 | 28.6474 | c6 | h1 | 0 | 0.469 | 0 | 0.465 | 0 | 0.544 | 0 | 0.42 | 0 | 0.87 | 0 | 0.816 | 0 | 0.816 | 0 | 0.563 | 0 | 0.483 | 0 | 0.564 | 0 | 0.564 | 0 | 0.667 | 0 | 0.68 | 0.4505 | 0.198 | 0.192 | 0.27433 | 0.56558 | 0.292 | 0.1895 | 0.68067 | 0.7415 | 0.97533 | 0.01 | 0.709 | 0.966 | c6 | h1 | 8.928 | 9.541 | 9.429 | 10.347 | 8.54 | 13.704 | 10.664 | 11.974 | 10.892 | 9.803 | 9.922 | 12.313 | 11.911
c6 | h2 | 30.3229 | 37.4677 | 22.9724 | 22.2392 | 9.8722 | 24.0544 | c6 | h2 | 21939 | c6 | h2 | 811.0769 | 911.7407 | 597.1935 | 733.5057 | 1137.8434 | 1135.839 | 861.0025 | 949.073 | 697.7885 | 337.3269 | 640.991 | 81.3459 | 75.5959 | c6 | h2 | 0 | 0.479 | 0 | 0.55 | 0 | 0.569 | 0 | 0.466 | 0 | 0.919 | 0 | 0.821 | 0 | 0.821 | 0 | 0.631 | 0 | 0.549 | 0 | 0.601 | 0 | 0.524 | 0 | 0.694 | 0 | 0.685 | 0.4675 | 0.144 | 0.152 | 0.362 | 0.56025 | 0.415 | 0.2365 | 0.653 | 0.8135 | 0.959 | 0.01 | 0.69767 | 0.961 | c6 | h2 | 8.956 | 9.637 | 9.445 | 11.403 | 8.542 | 13.73 | 11.03 | 11.968 | 10.873 | 10.546 | 10.014 | 12.661 | 12.288
c6 | h3 | 30.1798 | 32.1292 | 31.9057 | 22.3644 | 8.048 | 31.9057 | c6 | h3 | 20932.5 | c6 | h3 | 679.4702 | 777.7755 | 522.3594 | 662.609 | 897.7238 | 923.9056 | 652.612 | 770.6419 | 593.877 | 308.6342 | 489.6952 | 63.0592 | 111.7653 | c6 | h3 | 0 | 0.505 | 0 | 0.579 | 0 | 0.596 | 0 | 0.513 | 0 | 0.953 | 0 | 0.861 | 0 | 0.861 | 0 | 0.694 | 0 | 0.6 | 0 | 0.631 | 0 | 0.566 | 0 | 0.723 | 0 | 0.716 | 0.474 | 0.1305 | 0.1255 | 0.444 | 0.56533 | 0.571 | 0.302 | 0.65667 | 0.8675 | 0.937 | 0.01 | 0.67533 | 0.95 | c6 | h3 | 8.885 | 9.706 | 9.68 | 12.239 | 8.869 | 13.465 | 11.028 | 12.02 | 11.29 | 11.167 | 10.331 | 13.016 | 12.59
c6 | h4 | 30.1798 | 34.5078 | 27.5419 | 23.4285 | 7.9943 | 27.5419 | c6 | h4 | 20726 | c6 | h4 | 636.4468 | 609.4681 | 480.4894 | 642.1896 | 739.8974 | 781.488 | 510.9967 | 662.5803 | 506.6707 | 292.6364 | 404.0552 | 62.9548 | 131.5391 | c6 | h4 | 0 | 0.64 | 0 | 0.625 | 0 | 0.711 | 0 | 0.651 | 0 | 0.967 | 0 | 0.874 | 0 | 0.874 | 0 | 0.757 | 0 | 0.7 | 0 | 0.677 | 0 | 0.624 | 0 | 0.746 | 0 | 0.696 | 0.47 | 0.113 | 0.0965 | 0.49733 | 0.58083 | 0.684 | 0.383 | 0.69167 | 0.8965 | 0.91767 | 0.01 | 0.65033 | 0.937 | c6 | h4 | 9.099 | 10.05 | 10.554 | 12.364 | 9.403 | 13.026 | 10.762 | 12.214 | 11.778 | 11.66 | 11 | 13.237 | 12.572
c6 | h5 | 30.001 | 40.3649 | 28.2751 | 23.9382 | 9.7827 | 28.2751 | c6 | h5 | 21016.5 | c6 | h5 | 526.1833 | 535.4282 | 436.918 | 683.1957 | 501.9413 | 520.912 | 362.7288 | 471.6709 | 420.2469 | 401.1172 | 137.7832 | 27.5833 | 193.0371 | c6 | h5 | 0 | 0.692 | 0 | 0.729 | 0 | 0.721 | 0 | 0.705 | 0 | 0.968 | 0 | 0.863 | 0 | 0.863 | 0 | 0.826 | 0 | 0.743 | 0 | 0.7 | 0 | 0.655 | 0 | 0.738 | 0 | 0.645 | 0.4955 | 0.082 | 0.0685 | 0.53867 | 0.61258 | 0.793 | 0.48 | 0.72967 | 0.915 | 0.90133 | 0.01 | 0.637 | 0.924 | c6 | h5 | 9.347 | 10.859 | 11.62 | 12.13 | 9.789 | 12.848 | 10.465 | 12.575 | 12.167 | 12.002 | 11.82 | 13.294 | 12.412
c6 | h6 | 30.8862 | 44.1743 | 30.4034 | 24.117 | 10.9184 | 33.5778 | c6 | h6 | 22623 | c6 | h6 | 620.4707 | 638.0994 | 799.0453 | 859.9961 | 561.3002 | 487.7974 | 360.8633 | 553.9364 | 475.0752 | 525.2283 | 163.2939 | 60.3428 | 69.9557 | c6 | h6 | 0 | 0.672 | 0 | 0.715 | 0 | 0.754 | 0 | 0.686 | 0 | 0.972 | 0 | 0.86 | 0 | 0.86 | 0 | 0.857 | 0 | 0.766 | 0 | 0.696 | 0 | 0.692 | 0 | 0.74 | 0 | 0.593 | 0.504 | 0.099 | 0.0485 | 0.57233 | 0.624 | 0.851 | 0.5695 | 0.744 | 0.928 | 0.88333 | 0.01 | 0.62833 | 0.904 | c6 | h6 | 9.232 | 11.605 | 12.276 | 11.688 | 9.965 | 12.955 | 10.265 | 12.802 | 12.414 | 12.316 | 12.303 | 13.319 | 12.291
c6 | h7 | 30.8862 | 43.6109 | 36.5735 | 24.269 | 22.2839 | 36.5735 | c6 | h7 | 26150 | c6 | h7 | 1101.6796 | 1171.6725 | 1536.2319 | 1608.8572 | 1051.5594 | 795.1801 | 594.1627 | 1191.0227 | 992.9901 | 1388.5207 | 522.1094 | 136.4304 | 519.0604 | c6 | h7 | 0.002 | 0.786 | 0 | 0.711 | 0 | 0.735 | 0 | 0.679 | 0 | 0.979 | 0 | 0.855 | 0 | 0.855 | 0.002 | 0.87 | 0 | 0.799 | 0 | 0.713 | 0 | 0.669 | 0 | 0.712 | 0 | 0.561 | 0.524 | 0.1335 | 0.038 | 0.601 | 0.63567 | 0.887 | 0.6155 | 0.74733 | 0.9435 | 0.86067 | 0.01 | 0.62267 | 0.889 | c6 | h7 | 9.94 | 12.274 | 12.462 | 11.376 | 10.299 | 13.236 | 10.14 | 12.956 | 12.739 | 12.671 | 12.556 | 13.363 | 12.224
c6 | h8 | 38.6659 | 45.1579 | 42.6452 | 24.5015 | 15.5504 | 42.6452 | c6 | h8 | 28360 | c6 | h8 | 2940.5265 | 2846.0236 | 2301.1036 | 2206.6214 | 2793.381 | 2543.1928 | 2115.9632 | 3479.9162 | 2607.1238 | 2175.0059 | 2037.9218 | 314.1672 | 892.262 | c6 | h8 | 0.072 | 0.768 | 0.034 | 0.682 | 0.031 | 0.746 | 0.004 | 0.692 | 0.041 | 0.982 | 0.007 | 0.852 | 0.01 | 0.852 | 0.049 | 0.864 | 0.031 | 0.797 | 0.031 | 0.708 | 0.091 | 0.583 | 0.015 | 0.673 | 0.053 | 0.52 | 0.5505 | 0.175 | 0.0435 | 0.61667 | 0.63758 | 0.902 | 0.578 | 0.72467 | 0.9415 | 0.82833 | 0.01 | 0.61767 | 0.871 | c6 | h8 | 10.65 | 12.882 | 12.676 | 11.401 | 11.187 | 13.522 | 10.32 | 13.394 | 13.285 | 13.283 | 12.743 | 13.51 | 12.25
c6 | h9 | 53.4294 | 41.5274 | 33.5421 | 24.582 | 9.6307 | 33.5421 | c6 | h9 | 29926 | c6 | h9 | 3848.7628 | 4231.6805 | 2374.4124 | 2267.2417 | 3733.1857 | 4001.7901 | 3552.4281 | 4566.3638 | 3586.8627 | 2008.3593 | 3084.8438 | 346.9383 | 1074.8074 | c6 | h9 | 0.167 | 0.812 | 0.083 | 0.631 | 0.058 | 0.71 | 0.02 | 0.765 | 0.107 | 0.978 | 0.031 | 0.846 | 0.046 | 0.846 | 0.113 | 0.868 | 0.114 | 0.826 | 0.115 | 0.739 | 0.285 | 0.487 | 0.064 | 0.609 | 0.19 | 0.487 | 0.5775 | 0.227 | 0.0565 | 0.62933 | 0.63992 | 0.91 | 0.5235 | 0.70233 | 0.9335 | 0.78833 | 0.01 | 0.61167 | 0.847 | c6 | h9 | 11.886 | 13.557 | 12.96 | 11.689 | 12.542 | 13.779 | 10.786 | 14.003 | 14.082 | 13.892 | 13.463 | 13.939 | 12.322
c6 | h10 | 53.0539 | 40.0251 | 40.5617 | 24.5373 | 24.1617 | 46.8212 | c6 | h10 | 30113 | c6 | h10 | 3523.1601 | 3958.8167 | 2050.2758 | 2049.1444 | 3824.9757 | 4327.8874 | 3802.3933 | 4208.1144 | 3082.97 | 1570.7951 | 3127.5864 | 264.9756 | 1157.0942 | c6 | h10 | 0.241 | 0.733 | 0.118 | 0.663 | 0.089 | 0.685 | 0.037 | 0.68 | 0.18 | 0.973 | 0.064 | 0.837 | 0.085 | 0.837 | 0.191 | 0.902 | 0.207 | 0.822 | 0.208 | 0.714 | 0.472 | 0.587 | 0.15 | 0.63 | 0.361 | 0.551 | 0.642 | 0.3595 | 0.078 | 0.641 | 0.67133 | 0.907 | 0.4945 | 0.70067 | 0.926 | 0.72533 | 0.01 | 0.62267 | 0.81 | c6 | h10 | 13.422 | 14.26 | 13.242 | 12.015 | 13.6 | 14.082 | 11.398 | 14.705 | 14.671 | 14.453 | 14.45 | 14.513 | 12.235
c6 | h11 | 53.814 | 39.3455 | 39.3455 | 24.4211 | 24.2064 | 39.3455 | c6 | h11 | 29850 | c6 | h11 | 2606.8422 | 3147.6638 | 1810.0818 | 1997.1206 | 3405.7822 | 3755.2295 | 3185.204 | 3542.2213 | 2365.5786 | 1223.2485 | 2496.5803 | 186.2019 | 884.6876 | c6 | h11 | 0.297 | 0.735 | 0.14 | 0.726 | 0.108 | 0.706 | 0.052 | 0.76 | 0.23 | 0.972 | 0.122 | 0.863 | 0.133 | 0.863 | 0.254 | 0.911 | 0.293 | 0.864 | 0.296 | 0.735 | 0.586 | 0.651 | 0.273 | 0.676 | 0.524 | 0.594 | 0.709 | 0.51 | 0.1235 | 0.654 | 0.71683 | 0.895 | 0.5105 | 0.72467 | 0.903 | 0.63867 | 0.01 | 0.61533 | 0.74 | c6 | h11 | 14.974 | 14.675 | 13.477 | 12.379 | 15.073 | 14.33 | 11.967 | 15.254 | 15.278 | 15.138 | 15.096 | 14.831 | 12.34
c6 | h12 | 44.4783 | 36.8507 | 36.5913 | 24.3406 | 24.3406 | 36.5913 | c6 | h12 | 29598 | c6 | h12 | 2158.0938 | 2609.1699 | 1724.0984 | 1935 | 3044.9896 | 3318.9156 | 2573.4969 | 2851.78 | 1830.7292 | 1083.1252 | 1802.1036 | 175.6922 | 435.899 | c6 | h12 | 0.362 | 0.78 | 0.145 | 0.69 | 0.114 | 0.693 | 0.068 | 0.803 | 0.239 | 0.977 | 0.19 | 0.868 | 0.153 | 0.868 | 0.242 | 0.926 | 0.358 | 0.892 | 0.366 | 0.768 | 0.637 | 0.647 | 0.404 | 0.675 | 0.581 | 0.588 | 0.747 | 0.6335 | 0.228 | 0.694 | 0.7525 | 0.878 | 0.5015 | 0.758 | 0.8765 | 0.552 | 0.01 | 0.591 | 0.662 | c6 | h12 | 16.269 | 14.493 | 13.539 | 12.822 | 16.627 | 14.4 | 12.504 | 15.907 | 16.022 | 15.863 | 15.042 | 14.724 | 12.353
c6 | h13 | 42.4574 | 33.1039 | 33.1039 | 24.2512 | 24.2512 | 33.1039 | c6 | h13 | 29081.5 | c6 | h13 | 1974.7682 | 2339.3501 | 1778.5992 | 1911.6275 | 2940.2137 | 3382.417 | 2380.4127 | 2693.4871 | 1671.3119 | 1104.3021 | 1632.6341 | 204.8811 | 349.9584 | c6 | h13 | 0.318 | 0.739 | 0.155 | 0.628 | 0.102 | 0.676 | 0.081 | 0.764 | 0.23 | 0.976 | 0.308 | 0.859 | 0.146 | 0.859 | 0.199 | 0.92 | 0.377 | 0.879 | 0.386 | 0.775 | 0.602 | 0.618 | 0.382 | 0.661 | 0.568 | 0.585 | 0.772 | 0.7415 | 0.3925 | 0.73967 | 0.78167 | 0.862 | 0.509 | 0.79133 | 0.847 | 0.48967 | 0.01 | 0.56767 | 0.599 | c6 | h13 | 16.465 | 13.988 | 13.361 | 13.329 | 17.113 | 14.357 | 13.072 | 16.5 | 16.517 | 16.436 | 14.539 | 14.45 | 12.422
c6 | h14 | 33.4079 | 31.2976 | 31.2976 | 24.4121 | 24.4121 | 31.2976 | c6 | h14 | 28700 | c6 | h14 | 1999.5524 | 2505.935 | 1739.7613 | 1735.1307 | 3069.1544 | 3523.7021 | 2293.8561 | 2810.2505 | 1776.9088 | 947.2756 | 1653.3539 | 216.8112 | 268.0819 | c6 | h14 | 0.188 | 0.609 | 0.159 | 0.62 | 0.077 | 0.676 | 0.091 | 0.68 | 0.228 | 0.973 | 0.371 | 0.842 | 0.152 | 0.842 | 0.174 | 0.887 | 0.337 | 0.837 | 0.348 | 0.759 | 0.44 | 0.588 | 0.338 | 0.634 | 0.487 | 0.549 | 0.7985 | 0.8215 | 0.5755 | 0.79 | 0.80108 | 0.853 | 0.5315 | 0.80367 | 0.816 | 0.445 | 0.01 | 0.563 | 0.556 | c6 | h14 | 15.593 | 13.576 | 13.197 | 13.83 | 16.904 | 14.235 | 13.513 | 16.639 | 16.547 | 16.751 | 14.194 | 14.186 | 12.303
c6 | h15 | 33.7746 | 33.3453 | 33.3453 | 24.3585 | 24.3585 | 33.3453 | c6 | h15 | 29044 | c6 | h15 | 1761.4769 | 2564.4096 | 1832.4138 | 1649.7115 | 2730.4385 | 3605.5603 | 2017.9 | 2537.5945 | 1527.0743 | 898.2665 | 1709.8946 | 283.1869 | 239.3691 | c6 | h15 | 0.131 | 0.56 | 0.176 | 0.612 | 0.055 | 0.665 | 0.076 | 0.58 | 0.188 | 0.97 | 0.328 | 0.806 | 0.164 | 0.806 | 0.134 | 0.838 | 0.261 | 0.775 | 0.268 | 0.712 | 0.228 | 0.51 | 0.269 | 0.589 | 0.367 | 0.476 | 0.8185 | 0.8635 | 0.7025 | 0.822 | 0.80775 | 0.851 | 0.5515 | 0.797 | 0.7805 | 0.39967 | 0.01 | 0.55767 | 0.521 | c6 | h15 | 14.614 | 13.28 | 13.395 | 14.143 | 16.456 | 14.066 | 13.529 | 16.479 | 16.456 | 16.571 | 13.84 | 13.797 | 11.995
c6 | h16 | 33.2291 | 38.4692 | 38.4692 | 24.591 | 24.591 | 38.4692 | c6 | h16 | 30634 | c6 | h16 | 1679.2256 | 2636.1468 | 2068.029 | 1600.957 | 2432.569 | 3768.8255 | 1665.5068 | 2204.0126 | 1471.9916 | 1027.1415 | 1674.697 | 320.2336 | 399.0387 | c6 | h16 | 0.097 | 0.562 | 0.117 | 0.625 | 0.036 | 0.638 | 0.055 | 0.533 | 0.105 | 0.97 | 0.187 | 0.726 | 0.081 | 0.726 | 0.087 | 0.782 | 0.128 | 0.703 | 0.128 | 0.631 | 0.116 | 0.451 | 0.169 | 0.493 | 0.221 | 0.406 | 0.824 | 0.8765 | 0.768 | 0.833 | 0.795 | 0.843 | 0.577 | 0.766 | 0.75 | 0.36633 | 0.01 | 0.54833 | 0.498 | c6 | h16 | 13.889 | 13.075 | 13.591 | 14.013 | 15.879 | 13.886 | 13.185 | 16.299 | 16.349 | 15.892 | 13.374 | 13.365 | 11.825
c6 | h17 | 50.5858 | 47.3756 | 47.0447 | 24.8682 | 24.8682 | 47.0447 | c6 | h17 | 32901 | c6 | h17 | 2136.516 | 3409.1455 | 2774.0862 | 1936.0478 | 2763.6601 | 4600.642 | 1916.1435 | 2599.8516 | 1665.9502 | 1986.8038 | 2267.9603 | 487.9773 | 1274.9904 | c6 | h17 | 0.042 | 0.586 | 0.058 | 0.633 | 0.018 | 0.609 | 0.027 | 0.547 | 0.037 | 0.963 | 0.065 | 0.643 | 0.025 | 0.643 | 0.03 | 0.729 | 0.037 | 0.648 | 0.037 | 0.556 | 0.049 | 0.429 | 0.062 | 0.415 | 0.095 | 0.377 | 0.8025 | 0.8745 | 0.8065 | 0.829 | 0.76342 | 0.815 | 0.6165 | 0.72433 | 0.7375 | 0.341 | 0.01 | 0.52 | 0.484 | c6 | h17 | 13.203 | 12.835 | 13.286 | 13.295 | 14.954 | 13.896 | 12.412 | 16.049 | 15.998 | 15.013 | 12.859 | 12.999 | 11.651
c6 | h18 | 67.5134 | 55.2984 | 55.2984 | 24.9218 | 24.9218 | 55.2984 | c6 | h18 | 34564.5 | c6 | h18 | 3326.0563 | 4758.4823 | 2989.714 | 2255.7537 | 3468.0148 | 5719.4587 | 2804.6265 | 3900.7826 | 2836.9571 | 2511.4786 | 3440.6387 | 570.1633 | 1836.7523 | c6 | h18 | 0 | 0.616 | 0.002 | 0.643 | 0 | 0.587 | 0.001 | 0.543 | 0 | 0.96 | 0.004 | 0.64 | 0.001 | 0.64 | 0 | 0.67 | 0.001 | 0.625 | 0.001 | 0.479 | 0.004 | 0.439 | 0.004 | 0.377 | 0.011 | 0.37 | 0.778 | 0.875 | 0.823 | 0.81233 | 0.73567 | 0.776 | 0.665 | 0.69333 | 0.747 | 0.32733 | 0.01 | 0.50433 | 0.484 | c6 | h18 | 12.559 | 12.21 | 12.174 | 11.996 | 13.8 | 14.018 | 11.248 | 15.55 | 15.338 | 13.886 | 11.928 | 12.62 | 11.289
c6 | h19 | 71.4837 | 51.024 | 51.024 | 24.591 | 24.591 | 51.024 | c6 | h19 | 34614.5 | c6 | h19 | 4175.7995 | 5334.157 | 3091.0834 | 2708.4134 | 4049.8726 | 6364.3939 | 3528.8929 | 4525.6608 | 3402.1977 | 2676.8431 | 4144.4644 | 605.2887 | 1896.7124 | c6 | h19 | 0 | 0.621 | 0 | 0.612 | 0 | 0.546 | 0 | 0.483 | 0 | 0.95 | 0 | 0.63 | 0 | 0.63 | 0 | 0.626 | 0 | 0.604 | 0 | 0.411 | 0 | 0.454 | 0 | 0.352 | 0 | 0.323 | 0.756 | 0.8615 | 0.816 | 0.778 | 0.71183 | 0.737 | 0.688 | 0.66767 | 0.734 | 0.30533 | 0.01 | 0.49567 | 0.473 | c6 | h19 | 12.066 | 11.549 | 11.329 | 11.004 | 12.557 | 14.147 | 10.514 | 14.959 | 14.721 | 13.052 | 11.238 | 12.256 | 11.011
c6 | h20 | 62.8634 | 47.2057 | 37.9148 | 24.3316 | 24.3316 | 37.9148 | c6 | h20 | 32535 | c6 | h20 | 4401.459 | 5403.6175 | 3018.1111 | 2567.7745 | 4585.9256 | 6470.1336 | 4003.5698 | 4886.0671 | 3543.417 | 2452.1164 | 4282.0485 | 554.1789 | 1997.2757 | c6 | h20 | 0 | 0.658 | 0 | 0.541 | 0 | 0.543 | 0 | 0.469 | 0 | 0.936 | 0 | 0.606 | 0 | 0.606 | 0 | 0.597 | 0 | 0.526 | 0 | 0.385 | 0 | 0.423 | 0 | 0.34 | 0 | 0.269 | 0.7125 | 0.8425 | 0.805 | 0.718 | 0.67475 | 0.677 | 0.681 | 0.637 | 0.715 | 0.29 | 0.01 | 0.48633 | 0.453 | c6 | h20 | 11.698 | 10.899 | 10.824 | 10.487 | 11.57 | 14.251 | 10.046 | 14.23 | 13.805 | 12.528 | 10.976 | 11.656 | 10.876
c6 | h21 | 36.0727 | 47.7154 | 41.134 | 24.117 | 24.117 | 47.7154 | c6 | h21 | 30177.5 | c6 | h21 | 3724.9504 | 4710.7509 | 2547.939 | 2158.8515 | 4298.6148 | 5818.281 | 4003.0788 | 4242.7021 | 3050.8374 | 1945.5212 | 3782.4564 | 459.8905 | 1656.2587 | c6 | h21 | 0 | 0.559 | 0 | 0.52 | 0 | 0.551 | 0 | 0.467 | 0 | 0.915 | 0 | 0.58 | 0 | 0.58 | 0 | 0.542 | 0 | 0.45 | 0 | 0.403 | 0 | 0.403 | 0 | 0.324 | 0 | 0.261 | 0.6655 | 0.804 | 0.755 | 0.64167 | 0.62975 | 0.612 | 0.6585 | 0.594 | 0.6935 | 0.279 | 0.01 | 0.476 | 0.43 | c6 | h21 | 10.933 | 10.458 | 10.524 | 10.133 | 11.091 | 14.364 | 9.466 | 13.627 | 12.488 | 11 | 10.554 | 11.358 | 10.859
c6 | h22 | 36.7344 | 42.7614 | 42.4663 | 23.8309 | 2.6022 | 42.7614 | c6 | h22 | 27511 | c6 | h22 | 3106.1414 | 3969.956 | 1976.0738 | 1728.8947 | 3809.5632 | 4896.7055 | 3386.6891 | 3531.645 | 2480.7561 | 1514.3518 | 3194.3399 | 357.1 | 1416.3322 | c6 | h22 | 0 | 0.533 | 0 | 0.513 | 0 | 0.546 | 0 | 0.448 | 0 | 0.897 | 0 | 0.533 | 0 | 0.533 | 0 | 0.523 | 0 | 0.447 | 0 | 0.433 | 0 | 0.416 | 0 | 0.311 | 0 | 0.254 | 0.6235 | 0.7625 | 0.694 | 0.55533 | 0.58408 | 0.521 | 0.654 | 0.54467 | 0.666 | 0.24767 | 0.01 | 0.456 | 0.392 | c6 | h22 | 10.315 | 10.199 | 10.258 | 9.771 | 10.638 | 14.37 | 8.891 | 13.113 | 11.776 | 10.403 | 10.261 | 11.228 | 10.818
c6 | h23 | 53.1969 | 40.5974 | 35.6792 | 24.4747 | 24.4747 | 35.9833 | c6 | h23 | 24849.5 | c6 | h23 | 2493.0942 | 3138.0127 | 1421.8903 | 1246.9052 | 3256.062 | 3968.8553 | 2803.2843 | 2875.5331 | 1971.9387 | 1022.428 | 2591.0546 | 234.2095 | 966.0061 | c6 | h23 | 0 | 0.53 | 0 | 0.5 | 0 | 0.52 | 0 | 0.413 | 0 | 0.88 | 0 | 0.502 | 0 | 0.502 | 0 | 0.519 | 0 | 0.439 | 0 | 0.427 | 0 | 0.392 | 0 | 0.293 | 0 | 0.242 | 0.5815 | 0.732 | 0.655 | 0.47333 | 0.54342 | 0.418 | 0.653 | 0.50533 | 0.6055 | 0.207 | 0.01 | 0.43967 | 0.345 | c6 | h23 | 9.987 | 9.975 | 9.965 | 9.428 | 9.941 | 14.293 | 8.518 | 12.702 | 11.397 | 10.137 | 9.948 | 11.144 | 10.696
c6 | h24 | 46.5529 | 36.4572 | 36.1979 | 24.0991 | 24.0991 | 36.4572 | c6 | h24 | 23118.5 | c6 | h24 | 1724.5454 | 2146.979 | 956.9342 | 881.0319 | 2554.1652 | 2845.9223 | 1913.3686 | 1960.0532 | 1361.6012 | 623.2524 | 1845.9774 | 155.2442 | 469.4844 | c6 | h24 | 0 | 0.51 | 0 | 0.473 | 0 | 0.487 | 0 | 0.42 | 0 | 0.864 | 0 | 0.477 | 0 | 0.477 | 0 | 0.51 | 0 | 0.423 | 0 | 0.413 | 0 | 0.367 | 0 | 0.285 | 0 | 0.245 | 0.5445 | 0.697 | 0.624 | 0.40933 | 0.50708 | 0.336 | 0.655 | 0.46967 | 0.5385 | 0.179 | 0.01 | 0.41433 | 0.296 | c6 | h24 | 9.703 | 9.703 | 9.615 | 9.064 | 9.547 | 14.197 | 8.274 | 12.38 | 11.079 | 9.865 | 9.714 | 11.048 | 10.501

## Fuels
cost of fuel f in time period t (£/MWh)
fuelc(f,t)
| 1 | 2 | 3 | 4 | 5 | 6 | Ref |  | Calculation Gas
Elec | 39 | 46 | 46 | 46 | 51 | 56 | [30] |  | 2025 | 2030 | 2035 | 2040 | 2045 | 2050
GH2 | 127 | 127 | 120 | 120 | 100 | 100 | [2, 6] | EUR/MWh | 58.2691 | 40.2973 | 41.8901 | 43.3629 | 45.0762 | 47.3552 | high
Bio | 21.96 | 23.04 | 24.12 | 24.84 | 25.56 | 26.64 | [2, 36] |  | 33.5896 | 19.3054 | 17.4832 | 16.1044 | 15.3318 | 14.838 | low
Gas | 28.8608 | 17.2326 | 15.61 | 14.3789 | 13.6892 | 13.2483 | [36] | GBP to EUR | 1.1638 | 1.1203 | 1.12 | 1.12 | 1.12 | 1.12
Uranium | 5 | 5 | 5 | 5 | 5 | 5 | [2, 11] | GBP/MWh | 50.066 | 35.9705 | 37.4019 | 38.717 | 40.2467 | 42.2817
[9 empty] | 28.8608 | 17.2326 | 15.61 | 14.3789 | 13.6892 | 13.2483
Calculation Coal
[9 empty] | 2025 | 2030 | 2035 | 2040 | 2045 | 2050
[8 empty] | EUR/MWh | 10.38 | 8.93 | 7.57 | 6.89 | 6.36 | 5.96
[8 empty] | GBP to EUR | 1.1638 | 1.1203 | 1.12 | 1.12 | 1.12 | 1.12
[8 empty] | GBP/MWh | 8.9187 | 7.9712 | 6.7589 | 6.1518 | 5.6786 | 5.3215

## Biomass
breg(g) | regional biomass availability
SC | 0.122 |  |  | Ref
NO | 0.058 |  |  | [32]
NE | 0.083 |  |  | [32]
NW | 0.038 |  |  | [32]
WM | 0.086 |  |  | [32]
EM | 0.12 |  |  | [32]
EA | 0.13 |  |  | [32]
NT | 0.004 |  |  | [32]
WN | 0.027 |  |  | [32]
WS | 0.048 |  |  | [32]
SW | 0.166 |  |  | [32]
SO | 0.07 |  |  | [32]
SE | 0.049 |  |  | [32]
Vbio_max(t) |  | maximum biomass availability in time period t
TWh
1 | 2 | 3 | 4 | 5 | 6 | Ref
70.71 | 84.57 | 98.43 | 112.29 | 126.14 | 140 | [33]
1 | 70.71
2 | 84.57
3 | 98.43
4 | 112.29
5 | 126.14
6 | 140

## Transportation
Driver wage of transportation mode l transporting product type i (£2010 h-1)
dw
Trailer | 16.62
Fuel price of transportation mode l transporting product i (£ l-1)
fp
Trailer | 1.63
General expenses of transportation mode l transporting product type i (£2010 h-1)
ge
Trailer | 0.25
Local and regional fuel economy of transportation mode l transporting product type i within a region (km l-1)
fe
Trailer | 2.3
Load and unload time of transportation mode l transporting product type i (h)
lut
Trailer | 2
Maintenance expenses of transportation mode l transporting product type i (£2010 km-1)
me
Trailer | 0.07
Local and regional average speed of transportation mode l transporting product type i within a region (km h-1)
sp
Trailer | 55
Capacity of transportation mode l transporting product type i (MWh H2 mode-1)
tcap
Trailer | 21.66
Local and regional availability of transportation mode l transporting product i within a region (h d-1)
tma
Trailer | 18
Capital cost of establishing transportation mode l transporting product type i (£2010 mode-1)
tmc
Trailer | 253000
Lifecycle of a transportation mode l (y)
Ltroad
Trailer | 15

## CO2Reservoirs
Total capacity of reservoir r (tn CO2)
rcap(r)
SNS | 11000000000
EISB | 1000000000
CNS | 0
NNS | 7100000000
Initial CO2 inventory in reservoir r (tn CO2)
ri0(r)
SNS | 0
EISB | 0
CNS | 0
NNS | 0

## Emissions
Carbon price (£/tnCO2)
ct(t)
1 | 2 | 3 | 4 | 5 | 6 | Ref | 1 | 98
98.3356 | 99.4143 | 108.0981 | 115.319 | 121.9046 | 127.3963 | [34, 36] | 2 | 99
[7 empty] | 3 | 108
[7 empty] | 4 | 115 |  | bio
coefficient of CO2 capture for technology type j in time period t(tn CO2 / MWh) | [6 empty] | 5 | 122
y_c(jccs) | [6 empty] | 6 | 127
SMRCCS | 0.25588 | [10 empty] | eta(j) | CRCSS(j) |  | em(j) | (tCO2e/MWh) |  | GHG conversion factors
ATRCCS | 0.23235 | [9 empty] | SMRCCS | 0.714 | 0.9 |  | Oil | 0.28
BGCCS | 0.45257 | [9 empty] | ATRCCS | 0.83 | 0.95 |  | CoalF | 0.321
WE | 0 | [9 empty] | BGCCS | 0.7 | 0.9 |  | Gas | 0.203
FC | 0 | [9 empty] | WE | 0.8 | 0 |  | Uranium | 0
Nuclear | 0 | [9 empty] | FC | 0.6 | 0 |  | BiomassT | 0.352
OCGT | 0 | [9 empty] | Nuclear | 0.391 | 0 |  | Biomass other GHG | 0.01
CCGTCCS | 0.37362 | [9 empty] | OCGT | 0.39 | 0.9 |  | BiomassCO2 | 0.342
BECCS | 1.1314 | [9 empty] | CCGTCCS | 0.489 | 0.9
Biomass | 0 | [9 empty] | BECCS | 0.28 | 0.9
CCGT | 0 | [9 empty] | Biomass | 0.35 | 0
[11 empty] | CCGTCCS | 0.51 | 0
coefficient of CO2 emission for technology type j in time period t(tn CO2 / MWh)
y_e(j)
SMRCCS | 0.028431
ATRCCS | 0.012229
BGCCS | -0.45257
WE | 0
FC | 0
Nuclear | 0
OCGT | 0.521
CCGTCCS | 0.1
BECCS | -1.1314
Biomass | 1.0057
CCGT | 0.398
total emission targer for power sector (tn) |  |  |  | et(t) |  |  |  |  | 6th Carbon Bugdet | [7 empty] | 1990 based emissions
1 | 2 | 3 | 4 | 5 | 6 | 1990 based emissions | 1 | 126070524.1993 | 1 | 2 | 3 | 4 | 5 | 6 |  |  | 1 | 2 | 3 | 4 | 5 | 6
126070524.1993 | 81034614.4562 | 35791671.5386 | 6879358.8801 | 3439679.44 | 0 |  | 2 | 81034614.4562 | 126070524.1993 | 81034614.4562 | 35791671.5386 | 6879358.8801 | -18012989.2697 | -31078581.0623 |  |  | 62552915.863 | 45181177.2205 | 29132740.8699 | 18800100.1498 | 7524286.5805 | 0
[7 empty] | 3 | 35791671.5386 | 126070524.1993 | 81034614.4562 | 35791671.5386 | 6879358.8801 | 3439679.44 | 0
[7 empty] | 4 | 6879358.8801
[7 empty] | 5 | 3439679.44
[7 empty] | 6 | 0
𝑦_𝑐=(𝐸𝑚𝑖𝑠𝑠𝑖𝑜𝑛 𝑓𝑎𝑐𝑡𝑜𝑟)/𝐸𝑓𝑓𝑖𝑐𝑖𝑒𝑛𝑐𝑦∙ 𝐶𝑎𝑝𝑡𝑢𝑟𝑒 %
𝑦_𝑒=(𝐸𝑚𝑖𝑠𝑠𝑖𝑜𝑛 𝑓𝑎𝑐𝑡𝑜𝑟)/𝐸𝑓𝑓𝑖𝑐𝑖𝑒𝑛𝑐𝑦∙ (1−𝐶𝑎𝑝𝑡𝑢𝑟𝑒 %)
𝑦_𝑒=−(𝐸𝑚𝑖𝑠𝑠𝑖𝑜𝑛 𝑓𝑎𝑐𝑡𝑜𝑟 𝑓𝑜𝑟 𝐶𝑂_2)/𝐸𝑓𝑓𝑖𝑐𝑖𝑒𝑛𝑐𝑦∙ 𝐶𝑎𝑝𝑡𝑢𝑟𝑒 %

## Pipelines
Ratio of hydrogen pipeline operating costs to capital costs (%) | [5 empty] | Walker,2018
delta
0.05
Diameter value of a hydrogen pipeline of diameter d (m) | [5 empty] | Marta
d | diaH(d) | diaC_onshore(d) | diaC_offshore(d)
d1 | 0.5 | 0.6 | 0.6
d2 | 0.8 | 1.2 | 1.2
d3 | 1
d4
d5
d6
Maximum flowrate in pipelines | [5 empty] | Marta
qmax(d,f) | (MW) | (tnCO2/h)
d | GH2 | CO2
d1 | 2117 | 1666.67
d2 | 10052 | 11666.67
d3 | 15343
d4
d5
d6
Capital cost of pipeline (£/km)
pc_onshore(d,f) |  | Walker/Marta |  |  | pc_offshore(d) |  | Marta
d | GH2 | CO2 |  |  | d
d1 | 979943 | 585000 |  |  | d1 | 797000
d2 | 1735848 | 1149000 |  |  | d2 | 1485000
d3 | 2239785.0394 |  |  |  | d3
d4 |  |  |  |  | d4
d5 |  |  |  |  | d5
d6 |  |  |  |  | d6
Lifecycle of hydrogen pipelines (y) |  |  |  | Marta
LTpipe |  |  |  | cc
50
Initial availability of a hydrogen pipeline of diameter d between regions g and gg (0-1)
ayHR0(d,g,g1) |  |  | g1
| d | g | 0

## AV
Availability of renewable technologies |  |  |  |  | kmeans 2017 new
AV(c,h,g,j) |  | EA | EA | EM | EM | NE | NE | NO | NO | NT | NT | NW | NW | SC | SC | SE | SE | SO | SO | SW | SW | WM | WM | WN | WN | WS | WS | EA | EM | NE | NO | NT | NW | SC | SE | SO | SW | WM | WN | WS
|  | Solar | WindOn | Solar | WindOn | Solar | WindOn | Solar | WindOn | Solar | WindOn | Solar | WindOn | Solar | WindOn | Solar | WindOn | Solar | WindOn | Solar | WindOn | Solar | WindOn | Solar | WindOn | Solar | WindOn | WindOff | WindOff | WindOff | WindOff | WindOff | WindOff | WindOff | WindOff | WindOff | WindOff | WindOff | WindOff | WindOff
c1 | h1 | 0 | 0.318 | 0 | 0.33 | 0 | 0.457 | 0 | 0.259 | 0 | 0.706 | 0 | 0.803 | 0 | 0.803 | 0 | 0.343 | 0 | 0.343 | 0 | 0.566 | 0 | 0.393 | 0 | 0.664 | 0 | 0.643 | 0.8705 | 0.79 | 0.778 | 0.84367 | 0.79925 | 0.868 | 0.7675 | 0.728 | 0.8055 | 0.816 | 0.01 | 0.81067 | 0.89
c1 | h2 | 0 | 0.314 | 0 | 0.342 | 0 | 0.463 | 0 | 0.27 | 0 | 0.702 | 0 | 0.796 | 0 | 0.796 | 0 | 0.367 | 0 | 0.371 | 0 | 0.588 | 0 | 0.405 | 0 | 0.679 | 0 | 0.651 | 0.8575 | 0.8045 | 0.785 | 0.815 | 0.79692 | 0.86 | 0.7815 | 0.73633 | 0.813 | 0.84833 | 0.01 | 0.81 | 0.893
c1 | h3 | 0 | 0.333 | 0 | 0.349 | 0 | 0.458 | 0 | 0.289 | 0 | 0.696 | 0 | 0.779 | 0 | 0.779 | 0 | 0.397 | 0 | 0.409 | 0 | 0.616 | 0 | 0.413 | 0 | 0.697 | 0 | 0.655 | 0.8335 | 0.825 | 0.7065 | 0.75467 | 0.78658 | 0.831 | 0.806 | 0.73967 | 0.829 | 0.875 | 0.01 | 0.77233 | 0.898
c1 | h4 | 0 | 0.351 | 0 | 0.333 | 0 | 0.46 | 0 | 0.313 | 0 | 0.702 | 0 | 0.75 | 0 | 0.75 | 0 | 0.423 | 0 | 0.436 | 0 | 0.613 | 0 | 0.416 | 0 | 0.721 | 0 | 0.658 | 0.8235 | 0.856 | 0.691 | 0.755 | 0.79325 | 0.803 | 0.821 | 0.763 | 0.8455 | 0.90233 | 0.01 | 0.74467 | 0.862
c1 | h5 | 0 | 0.38 | 0 | 0.321 | 0 | 0.455 | 0 | 0.338 | 0 | 0.738 | 0 | 0.704 | 0 | 0.704 | 0 | 0.449 | 0 | 0.457 | 0 | 0.632 | 0 | 0.403 | 0 | 0.748 | 0 | 0.652 | 0.8485 | 0.8605 | 0.7295 | 0.79033 | 0.83575 | 0.836 | 0.823 | 0.823 | 0.8655 | 0.91833 | 0.01 | 0.777 | 0.832
c1 | h6 | 0 | 0.418 | 0 | 0.341 | 0 | 0.454 | 0 | 0.361 | 0 | 0.778 | 0 | 0.657 | 0 | 0.657 | 0 | 0.466 | 0 | 0.47 | 0 | 0.665 | 0 | 0.416 | 0 | 0.755 | 0 | 0.65 | 0.87 | 0.864 | 0.7645 | 0.79567 | 0.8575 | 0.846 | 0.8745 | 0.845 | 0.87 | 0.92467 | 0.01 | 0.803 | 0.837
c1 | h7 | 0 | 0.445 | 0 | 0.374 | 0 | 0.469 | 0 | 0.37 | 0 | 0.805 | 0 | 0.612 | 0 | 0.612 | 0 | 0.478 | 0 | 0.476 | 0 | 0.684 | 0 | 0.458 | 0 | 0.75 | 0 | 0.669 | 0.884 | 0.872 | 0.7625 | 0.80433 | 0.87583 | 0.839 | 0.9345 | 0.86767 | 0.8605 | 0.90767 | 0.01 | 0.827 | 0.865
c1 | h8 | 0 | 0.447 | 0 | 0.4 | 0 | 0.477 | 0 | 0.355 | 0 | 0.82 | 0 | 0.593 | 0 | 0.593 | 0 | 0.472 | 0 | 0.473 | 0 | 0.7 | 0 | 0.479 | 0 | 0.755 | 0 | 0.683 | 0.8745 | 0.89 | 0.7775 | 0.83767 | 0.87275 | 0.846 | 0.961 | 0.871 | 0.8545 | 0.87133 | 0.01 | 0.82667 | 0.856
c1 | h9 | 0.006 | 0.432 | 0.066 | 0.408 | 0.079 | 0.485 | 0.006 | 0.355 | 0.005 | 0.828 | 0.048 | 0.59 | 0 | 0.59 | 0.007 | 0.464 | 0.008 | 0.463 | 0.009 | 0.704 | 0.023 | 0.474 | 0.04 | 0.782 | 0.04 | 0.731 | 0.8745 | 0.878 | 0.7885 | 0.85733 | 0.85825 | 0.851 | 0.969 | 0.842 | 0.8355 | 0.893 | 0.01 | 0.80867 | 0.826
c1 | h10 | 0.136 | 0.46 | 0.269 | 0.433 | 0.24 | 0.545 | 0.039 | 0.387 | 0.065 | 0.833 | 0.132 | 0.586 | 0.032 | 0.586 | 0.026 | 0.448 | 0.092 | 0.457 | 0.093 | 0.704 | 0.125 | 0.546 | 0.217 | 0.803 | 0.146 | 0.763 | 0.8805 | 0.8065 | 0.8045 | 0.87833 | 0.82725 | 0.858 | 0.965 | 0.774 | 0.7965 | 0.92533 | 0.01 | 0.813 | 0.751
c1 | h11 | 0.386 | 0.466 | 0.335 | 0.463 | 0.249 | 0.572 | 0.097 | 0.384 | 0.18 | 0.833 | 0.199 | 0.629 | 0.07 | 0.629 | 0.105 | 0.421 | 0.17 | 0.443 | 0.172 | 0.721 | 0.244 | 0.571 | 0.264 | 0.8 | 0.285 | 0.76 | 0.882 | 0.8295 | 0.8745 | 0.898 | 0.83033 | 0.86 | 0.9615 | 0.77867 | 0.823 | 0.91467 | 0.01 | 0.82233 | 0.761
c1 | h12 | 0.409 | 0.466 | 0.289 | 0.482 | 0.243 | 0.6 | 0.117 | 0.377 | 0.336 | 0.831 | 0.234 | 0.661 | 0.119 | 0.661 | 0.23 | 0.382 | 0.283 | 0.426 | 0.286 | 0.71 | 0.396 | 0.581 | 0.304 | 0.79 | 0.428 | 0.75 | 0.906 | 0.899 | 0.911 | 0.922 | 0.89217 | 0.909 | 0.961 | 0.87833 | 0.8535 | 0.90333 | 0.01 | 0.82967 | 0.793
c1 | h13 | 0.296 | 0.433 | 0.175 | 0.483 | 0.133 | 0.617 | 0.071 | 0.352 | 0.335 | 0.826 | 0.091 | 0.669 | 0.095 | 0.669 | 0.341 | 0.338 | 0.341 | 0.406 | 0.341 | 0.715 | 0.345 | 0.577 | 0.176 | 0.786 | 0.244 | 0.733 | 0.9185 | 0.9255 | 0.9275 | 0.92867 | 0.88242 | 0.92 | 0.9555 | 0.84633 | 0.824 | 0.87367 | 0.01 | 0.83067 | 0.783
c1 | h14 | 0.129 | 0.394 | 0.063 | 0.455 | 0.058 | 0.606 | 0.053 | 0.328 | 0.154 | 0.819 | 0.055 | 0.669 | 0.108 | 0.669 | 0.23 | 0.311 | 0.159 | 0.384 | 0.158 | 0.724 | 0.183 | 0.549 | 0.068 | 0.784 | 0.172 | 0.703 | 0.924 | 0.9395 | 0.9305 | 0.92333 | 0.87683 | 0.913 | 0.9495 | 0.82967 | 0.777 | 0.826 | 0.01 | 0.838 | 0.805
c1 | h15 | 0.041 | 0.369 | 0.028 | 0.417 | 0.033 | 0.568 | 0.043 | 0.309 | 0.054 | 0.829 | 0.041 | 0.605 | 0.098 | 0.605 | 0.081 | 0.288 | 0.054 | 0.37 | 0.054 | 0.702 | 0.091 | 0.533 | 0.044 | 0.786 | 0.088 | 0.658 | 0.9215 | 0.9405 | 0.9235 | 0.90767 | 0.87675 | 0.898 | 0.951 | 0.832 | 0.7495 | 0.807 | 0.01 | 0.83967 | 0.818
c1 | h16 | 0.008 | 0.309 | 0.008 | 0.374 | 0.013 | 0.533 | 0.029 | 0.281 | 0.013 | 0.839 | 0.015 | 0.582 | 0.021 | 0.582 | 0.016 | 0.306 | 0.02 | 0.381 | 0.02 | 0.625 | 0.032 | 0.499 | 0.017 | 0.771 | 0.041 | 0.621 | 0.916 | 0.9315 | 0.9065 | 0.898 | 0.87533 | 0.884 | 0.93 | 0.83467 | 0.7605 | 0.81867 | 0.01 | 0.83133 | 0.812
c1 | h17 | 0 | 0.315 | 0 | 0.363 | 0 | 0.533 | 0 | 0.373 | 0 | 0.834 | 0 | 0.628 | 0 | 0.628 | 0 | 0.416 | 0 | 0.492 | 0 | 0.625 | 0.001 | 0.494 | 0 | 0.765 | 0.001 | 0.662 | 0.907 | 0.918 | 0.8865 | 0.87033 | 0.87967 | 0.863 | 0.9225 | 0.85233 | 0.777 | 0.82533 | 0.01 | 0.828 | 0.786
c1 | h18 | 0 | 0.37 | 0 | 0.393 | 0 | 0.497 | 0 | 0.454 | 0 | 0.811 | 0 | 0.63 | 0 | 0.63 | 0 | 0.535 | 0 | 0.589 | 0 | 0.669 | 0 | 0.477 | 0 | 0.756 | 0 | 0.689 | 0.8895 | 0.8825 | 0.836 | 0.81433 | 0.87542 | 0.82 | 0.9065 | 0.86133 | 0.7745 | 0.82333 | 0.01 | 0.82067 | 0.79
c1 | h19 | 0 | 0.406 | 0 | 0.37 | 0 | 0.496 | 0 | 0.473 | 0 | 0.772 | 0 | 0.604 | 0 | 0.604 | 0 | 0.597 | 0 | 0.635 | 0 | 0.692 | 0 | 0.439 | 0 | 0.739 | 0 | 0.712 | 0.8545 | 0.817 | 0.811 | 0.799 | 0.85825 | 0.801 | 0.879 | 0.862 | 0.779 | 0.83633 | 0.01 | 0.80667 | 0.8
c1 | h20 | 0 | 0.429 | 0 | 0.357 | 0 | 0.49 | 0 | 0.471 | 0 | 0.718 | 0 | 0.604 | 0 | 0.604 | 0 | 0.606 | 0 | 0.644 | 0 | 0.714 | 0 | 0.396 | 0 | 0.711 | 0 | 0.7 | 0.8185 | 0.7825 | 0.7925 | 0.79 | 0.82908 | 0.777 | 0.8655 | 0.83967 | 0.7605 | 0.843 | 0.01 | 0.78567 | 0.801
c1 | h21 | 0 | 0.45 | 0 | 0.342 | 0 | 0.486 | 0 | 0.459 | 0 | 0.658 | 0 | 0.597 | 0 | 0.597 | 0 | 0.581 | 0 | 0.629 | 0 | 0.721 | 0 | 0.358 | 0 | 0.712 | 0 | 0.658 | 0.7875 | 0.7735 | 0.7805 | 0.78633 | 0.81592 | 0.765 | 0.8595 | 0.84433 | 0.779 | 0.828 | 0.01 | 0.74533 | 0.773
c1 | h22 | 0 | 0.462 | 0 | 0.295 | 0 | 0.492 | 0 | 0.453 | 0 | 0.596 | 0 | 0.566 | 0 | 0.566 | 0 | 0.542 | 0 | 0.602 | 0 | 0.71 | 0 | 0.361 | 0 | 0.7 | 0 | 0.65 | 0.7575 | 0.7635 | 0.776 | 0.77667 | 0.79342 | 0.756 | 0.824 | 0.82933 | 0.7825 | 0.78733 | 0.01 | 0.708 | 0.761
c1 | h23 | 0 | 0.44 | 0 | 0.261 | 0 | 0.439 | 0 | 0.433 | 0 | 0.53 | 0 | 0.533 | 0 | 0.533 | 0 | 0.52 | 0 | 0.588 | 0 | 0.705 | 0 | 0.365 | 0 | 0.674 | 0 | 0.634 | 0.747 | 0.769 | 0.7725 | 0.747 | 0.7815 | 0.728 | 0.7685 | 0.816 | 0.7685 | 0.73967 | 0.01 | 0.67833 | 0.724
c1 | h24 | 0 | 0.428 | 0 | 0.261 | 0 | 0.355 | 0 | 0.422 | 0 | 0.483 | 0 | 0.529 | 0 | 0.529 | 0 | 0.502 | 0 | 0.564 | 0 | 0.689 | 0 | 0.349 | 0 | 0.661 | 0 | 0.62 | 0.7215 | 0.746 | 0.748 | 0.714 | 0.76058 | 0.699 | 0.7665 | 0.79967 | 0.734 | 0.665 | 0.01 | 0.66333 | 0.696
c2 | h1 | 0 | 0.487 | 0 | 0.215 | 0 | 0.15 | 0 | 0.846 | 0 | 0.559 | 0 | 0.199 | 0 | 0.199 | 0 | 0.926 | 0 | 0.887 | 0 | 0.857 | 0 | 0.591 | 0 | 0.864 | 0 | 0.826 | 0.9715 | 0.9255 | 0.9115 | 0.975 | 0.97458 | 0.975 | 0.8835 | 0.97767 | 0.9665 | 0.98 | 0.01 | 0.95433 | 0.977
c2 | h2 | 0 | 0.587 | 0 | 0.404 | 0 | 0.23 | 0 | 0.862 | 0 | 0.33 | 0 | 0.268 | 0 | 0.268 | 0 | 0.937 | 0 | 0.903 | 0 | 0.873 | 0 | 0.739 | 0 | 0.897 | 0 | 0.893 | 0.953 | 0.8795 | 0.9135 | 0.97867 | 0.955 | 0.972 | 0.898 | 0.957 | 0.92 | 0.98 | 0.01 | 0.94833 | 0.972
c2 | h3 | 0 | 0.739 | 0 | 0.577 | 0 | 0.36 | 0 | 0.887 | 0 | 0.191 | 0 | 0.463 | 0 | 0.463 | 0 | 0.951 | 0 | 0.92 | 0 | 0.9 | 0 | 0.809 | 0 | 0.925 | 0 | 0.924 | 0.9445 | 0.88 | 0.9145 | 0.98 | 0.92758 | 0.975 | 0.8935 | 0.91067 | 0.8925 | 0.981 | 0.01 | 0.93767 | 0.97
c2 | h4 | 0 | 0.817 | 0 | 0.774 | 0 | 0.524 | 0 | 0.909 | 0 | 0.267 | 0 | 0.713 | 0 | 0.713 | 0 | 0.963 | 0 | 0.93 | 0 | 0.931 | 0 | 0.863 | 0 | 0.945 | 0 | 0.951 | 0.9485 | 0.8915 | 0.9235 | 0.98033 | 0.89842 | 0.975 | 0.895 | 0.84833 | 0.8785 | 0.984 | 0.01 | 0.93533 | 0.978
c2 | h5 | 0 | 0.868 | 0 | 0.861 | 0 | 0.746 | 0 | 0.921 | 0 | 0.626 | 0 | 0.803 | 0 | 0.803 | 0 | 0.965 | 0 | 0.939 | 0 | 0.957 | 0 | 0.901 | 0 | 0.97 | 0 | 0.978 | 0.9395 | 0.877 | 0.9285 | 0.98133 | 0.86475 | 0.977 | 0.8955 | 0.79 | 0.8305 | 0.985 | 0.01 | 0.933 | 0.984
c2 | h6 | 0 | 0.891 | 0 | 0.888 | 0 | 0.833 | 0 | 0.952 | 0 | 0.864 | 0 | 0.836 | 0 | 0.836 | 0 | 0.976 | 0 | 0.975 | 0 | 0.971 | 0 | 0.947 | 0 | 0.988 | 0 | 0.989 | 0.929 | 0.864 | 0.934 | 0.98267 | 0.856 | 0.978 | 0.9025 | 0.783 | 0.8255 | 0.986 | 0.01 | 0.93067 | 0.98
c2 | h7 | 0 | 0.941 | 0 | 0.919 | 0 | 0.901 | 0 | 0.974 | 0 | 0.972 | 0 | 0.861 | 0 | 0.861 | 0 | 0.989 | 0 | 0.988 | 0 | 0.981 | 0 | 0.976 | 0 | 0.993 | 0 | 0.991 | 0.931 | 0.8875 | 0.9425 | 0.984 | 0.85883 | 0.981 | 0.9215 | 0.78667 | 0.819 | 0.989 | 0.01 | 0.93067 | 0.978
c2 | h8 | 0.049 | 0.966 | 0.021 | 0.955 | 0.021 | 0.93 | 0.004 | 0.982 | 0.029 | 0.988 | 0.012 | 0.868 | 0 | 0.868 | 0.048 | 0.993 | 0.016 | 0.991 | 0.016 | 0.99 | 0.008 | 0.989 | 0.011 | 0.993 | 0.005 | 0.993 | 0.9335 | 0.905 | 0.9465 | 0.986 | 0.84825 | 0.984 | 0.9565 | 0.763 | 0.8305 | 0.99033 | 0.01 | 0.93167 | 0.983
c2 | h9 | 0.123 | 0.985 | 0.1 | 0.982 | 0.109 | 0.952 | 0.044 | 0.99 | 0.085 | 0.993 | 0.084 | 0.871 | 0.015 | 0.871 | 0.133 | 0.993 | 0.074 | 0.993 | 0.073 | 0.988 | 0.064 | 0.992 | 0.079 | 0.993 | 0.065 | 0.992 | 0.935 | 0.8995 | 0.945 | 0.98767 | 0.84267 | 0.985 | 0.9695 | 0.75033 | 0.8485 | 0.99 | 0.01 | 0.93533 | 0.991
c2 | h10 | 0.164 | 0.993 | 0.212 | 0.991 | 0.192 | 0.953 | 0.097 | 0.992 | 0.148 | 0.992 | 0.158 | 0.943 | 0.048 | 0.943 | 0.186 | 0.991 | 0.133 | 0.993 | 0.132 | 0.992 | 0.143 | 0.993 | 0.174 | 0.993 | 0.112 | 0.991 | 0.948 | 0.93 | 0.9555 | 0.989 | 0.8935 | 0.986 | 0.966 | 0.839 | 0.9035 | 0.98967 | 0.01 | 0.947 | 0.993
c2 | h11 | 0.216 | 0.991 | 0.304 | 0.993 | 0.237 | 0.946 | 0.117 | 0.993 | 0.21 | 0.979 | 0.172 | 0.973 | 0.102 | 0.973 | 0.22 | 0.991 | 0.21 | 0.993 | 0.209 | 0.993 | 0.211 | 0.988 | 0.222 | 0.993 | 0.127 | 0.989 | 0.972 | 0.965 | 0.9685 | 0.99033 | 0.938 | 0.985 | 0.9765 | 0.904 | 0.937 | 0.98733 | 0.01 | 0.96433 | 0.993
c2 | h12 | 0.285 | 0.981 | 0.279 | 0.99 | 0.245 | 0.914 | 0.167 | 0.989 | 0.235 | 0.941 | 0.155 | 0.967 | 0.096 | 0.967 | 0.246 | 0.987 | 0.219 | 0.991 | 0.219 | 0.992 | 0.26 | 0.977 | 0.221 | 0.993 | 0.126 | 0.991 | 0.979 | 0.9745 | 0.9755 | 0.99 | 0.95133 | 0.982 | 0.983 | 0.92367 | 0.95 | 0.988 | 0.01 | 0.969 | 0.992
c2 | h13 | 0.258 | 0.95 | 0.198 | 0.981 | 0.179 | 0.878 | 0.233 | 0.98 | 0.197 | 0.962 | 0.164 | 0.943 | 0.095 | 0.943 | 0.244 | 0.975 | 0.21 | 0.985 | 0.21 | 0.991 | 0.204 | 0.967 | 0.193 | 0.993 | 0.146 | 0.993 | 0.98 | 0.978 | 0.979 | 0.99033 | 0.962 | 0.981 | 0.986 | 0.944 | 0.965 | 0.98967 | 0.01 | 0.97 | 0.992
c2 | h14 | 0.179 | 0.904 | 0.159 | 0.981 | 0.179 | 0.93 | 0.296 | 0.975 | 0.152 | 0.967 | 0.195 | 0.905 | 0.082 | 0.905 | 0.184 | 0.953 | 0.168 | 0.981 | 0.168 | 0.992 | 0.15 | 0.974 | 0.156 | 0.992 | 0.147 | 0.989 | 0.983 | 0.98 | 0.979 | 0.991 | 0.97017 | 0.982 | 0.9875 | 0.95733 | 0.9775 | 0.989 | 0.01 | 0.97333 | 0.991
c2 | h15 | 0.13 | 0.867 | 0.132 | 0.985 | 0.213 | 0.98 | 0.252 | 0.974 | 0.126 | 0.982 | 0.203 | 0.824 | 0.061 | 0.824 | 0.126 | 0.948 | 0.138 | 0.982 | 0.138 | 0.993 | 0.132 | 0.988 | 0.131 | 0.989 | 0.161 | 0.974 | 0.9855 | 0.9795 | 0.9765 | 0.99133 | 0.97692 | 0.986 | 0.9865 | 0.96833 | 0.9825 | 0.986 | 0.01 | 0.97667 | 0.992
c2 | h16 | 0.076 | 0.903 | 0.092 | 0.988 | 0.158 | 0.992 | 0.097 | 0.98 | 0.084 | 0.993 | 0.11 | 0.672 | 0.028 | 0.672 | 0.074 | 0.953 | 0.093 | 0.987 | 0.093 | 0.99 | 0.113 | 0.992 | 0.107 | 0.979 | 0.073 | 0.945 | 0.9855 | 0.9765 | 0.975 | 0.991 | 0.98142 | 0.988 | 0.9855 | 0.97733 | 0.985 | 0.98167 | 0.01 | 0.97767 | 0.992
c2 | h17 | 0.02 | 0.952 | 0.031 | 0.992 | 0.039 | 0.99 | 0.015 | 0.992 | 0.028 | 0.993 | 0.018 | 0.479 | 0.004 | 0.479 | 0.023 | 0.973 | 0.035 | 0.993 | 0.036 | 0.978 | 0.04 | 0.975 | 0.036 | 0.964 | 0.019 | 0.915 | 0.9845 | 0.9725 | 0.9755 | 0.99033 | 0.98208 | 0.991 | 0.983 | 0.97967 | 0.9835 | 0.98033 | 0.01 | 0.97767 | 0.993
c2 | h18 | 0 | 0.982 | 0 | 0.989 | 0 | 0.963 | 0 | 0.99 | 0 | 0.993 | 0 | 0.374 | 0 | 0.374 | 0 | 0.991 | 0 | 0.988 | 0 | 0.955 | 0 | 0.932 | 0 | 0.942 | 0 | 0.872 | 0.9835 | 0.973 | 0.979 | 0.98833 | 0.97942 | 0.993 | 0.971 | 0.97533 | 0.974 | 0.98267 | 0.01 | 0.974 | 0.991
c2 | h19 | 0 | 0.993 | 0 | 0.948 | 0 | 0.887 | 0 | 0.97 | 0 | 0.975 | 0 | 0.38 | 0 | 0.38 | 0 | 0.992 | 0 | 0.969 | 0 | 0.926 | 0 | 0.864 | 0 | 0.915 | 0 | 0.833 | 0.9825 | 0.9735 | 0.9825 | 0.98867 | 0.97425 | 0.992 | 0.95 | 0.966 | 0.966 | 0.983 | 0.01 | 0.974 | 0.989
c2 | h20 | 0 | 0.985 | 0 | 0.857 | 0 | 0.775 | 0 | 0.927 | 0 | 0.859 | 0 | 0.412 | 0 | 0.412 | 0 | 0.981 | 0 | 0.935 | 0 | 0.888 | 0 | 0.776 | 0 | 0.876 | 0 | 0.792 | 0.983 | 0.973 | 0.9845 | 0.99167 | 0.97167 | 0.992 | 0.925 | 0.96033 | 0.9735 | 0.97533 | 0.01 | 0.97433 | 0.983
c2 | h21 | 0 | 0.936 | 0 | 0.677 | 0 | 0.628 | 0 | 0.851 | 0 | 0.956 | 0 | 0.428 | 0 | 0.428 | 0 | 0.948 | 0 | 0.873 | 0 | 0.843 | 0 | 0.694 | 0 | 0.829 | 0 | 0.756 | 0.9865 | 0.979 | 0.9835 | 0.99033 | 0.97542 | 0.992 | 0.894 | 0.96433 | 0.9845 | 0.96633 | 0.01 | 0.97867 | 0.966
c2 | h22 | 0 | 0.839 | 0 | 0.55 | 0 | 0.505 | 0 | 0.744 | 0 | 0.99 | 0 | 0.454 | 0 | 0.454 | 0 | 0.879 | 0 | 0.789 | 0 | 0.795 | 0 | 0.652 | 0 | 0.789 | 0 | 0.717 | 0.988 | 0.9835 | 0.9825 | 0.99133 | 0.9795 | 0.99 | 0.8755 | 0.971 | 0.9855 | 0.95167 | 0.01 | 0.98267 | 0.951
c2 | h23 | 0 | 0.662 | 0 | 0.52 | 0 | 0.449 | 0 | 0.569 | 0 | 0.993 | 0 | 0.512 | 0 | 0.512 | 0 | 0.795 | 0 | 0.653 | 0 | 0.74 | 0 | 0.646 | 0 | 0.748 | 0 | 0.682 | 0.9895 | 0.9865 | 0.9805 | 0.99133 | 0.98408 | 0.991 | 0.902 | 0.97867 | 0.986 | 0.929 | 0.01 | 0.98033 | 0.968
c2 | h24 | 0 | 0.523 | 0 | 0.429 | 0 | 0.391 | 0 | 0.505 | 0 | 0.989 | 0 | 0.549 | 0 | 0.549 | 0 | 0.712 | 0 | 0.616 | 0 | 0.693 | 0 | 0.618 | 0 | 0.658 | 0 | 0.65 | 0.9905 | 0.9865 | 0.9735 | 0.989 | 0.98708 | 0.992 | 0.9595 | 0.98367 | 0.9885 | 0.916 | 0.01 | 0.97733 | 0.986
c3 | h1 | 0 | 0.576 | 0 | 0.435 | 0 | 0.216 | 0 | 0.63 | 0 | 0.567 | 0 | 0.032 | 0 | 0.032 | 0 | 0.694 | 0 | 0.732 | 0 | 0.891 | 0 | 0.622 | 0 | 0.746 | 0 | 0.235 | 0.435 | 0.438 | 0.084 | 0.17767 | 0.6395 | 0.197 | 0.718 | 0.844 | 0.8605 | 0.5 | 0.01 | 0.34933 | 0.506
c3 | h2 | 0 | 0.609 | 0 | 0.463 | 0 | 0.227 | 0 | 0.64 | 0 | 0.572 | 0 | 0.038 | 0 | 0.038 | 0 | 0.721 | 0 | 0.739 | 0 | 0.904 | 0 | 0.639 | 0 | 0.653 | 0 | 0.221 | 0.358 | 0.3525 | 0.064 | 0.17467 | 0.58383 | 0.139 | 0.759 | 0.80967 | 0.8385 | 0.493 | 0.01 | 0.31267 | 0.487
c3 | h3 | 0 | 0.635 | 0 | 0.479 | 0 | 0.27 | 0 | 0.645 | 0 | 0.597 | 0 | 0.056 | 0 | 0.056 | 0 | 0.729 | 0 | 0.797 | 0 | 0.886 | 0 | 0.652 | 0 | 0.456 | 0 | 0.216 | 0.2835 | 0.268 | 0.058 | 0.19633 | 0.52675 | 0.106 | 0.7905 | 0.77 | 0.8 | 0.494 | 0.01 | 0.27967 | 0.393
c3 | h4 | 0 | 0.658 | 0 | 0.505 | 0 | 0.338 | 0 | 0.645 | 0 | 0.633 | 0 | 0.096 | 0 | 0.096 | 0 | 0.736 | 0 | 0.821 | 0 | 0.879 | 0 | 0.667 | 0 | 0.314 | 0 | 0.314 | 0.2395 | 0.191 | 0.071 | 0.23833 | 0.50392 | 0.11 | 0.8075 | 0.76833 | 0.768 | 0.467 | 0.01 | 0.25867 | 0.306
c3 | h5 | 0 | 0.669 | 0 | 0.516 | 0 | 0.36 | 0 | 0.64 | 0 | 0.652 | 0 | 0.169 | 0 | 0.169 | 0 | 0.744 | 0 | 0.829 | 0 | 0.862 | 0 | 0.609 | 0 | 0.214 | 0 | 0.229 | 0.2225 | 0.1455 | 0.094 | 0.282 | 0.49092 | 0.133 | 0.808 | 0.75933 | 0.745 | 0.42433 | 0.01 | 0.25 | 0.252
c3 | h6 | 0 | 0.661 | 0 | 0.509 | 0 | 0.403 | 0 | 0.632 | 0 | 0.699 | 0 | 0.281 | 0 | 0.281 | 0 | 0.748 | 0 | 0.834 | 0 | 0.814 | 0 | 0.551 | 0 | 0.125 | 0 | 0.162 | 0.21 | 0.116 | 0.1135 | 0.31467 | 0.47617 | 0.15 | 0.807 | 0.74233 | 0.74 | 0.39567 | 0.01 | 0.247 | 0.207
c3 | h7 | 0.026 | 0.625 | 0.028 | 0.513 | 0.017 | 0.429 | 0.015 | 0.609 | 0.027 | 0.779 | 0.013 | 0.399 | 0 | 0.399 | 0.026 | 0.742 | 0.028 | 0.833 | 0.028 | 0.694 | 0.009 | 0.516 | 0.011 | 0.076 | 0.008 | 0.113 | 0.1955 | 0.0955 | 0.138 | 0.338 | 0.45425 | 0.17 | 0.8 | 0.713 | 0.74 | 0.34733 | 0.01 | 0.23933 | 0.168
c3 | h8 | 0.142 | 0.581 | 0.174 | 0.523 | 0.124 | 0.466 | 0.122 | 0.588 | 0.168 | 0.865 | 0.121 | 0.461 | 0.011 | 0.461 | 0.138 | 0.775 | 0.211 | 0.843 | 0.211 | 0.444 | 0.139 | 0.51 | 0.096 | 0.058 | 0.092 | 0.088 | 0.176 | 0.0755 | 0.1435 | 0.31433 | 0.41433 | 0.168 | 0.789 | 0.65267 | 0.7135 | 0.28867 | 0.01 | 0.22333 | 0.134
c3 | h9 | 0.32 | 0.774 | 0.379 | 0.576 | 0.245 | 0.505 | 0.339 | 0.84 | 0.322 | 0.884 | 0.3 | 0.5 | 0.033 | 0.5 | 0.256 | 0.873 | 0.419 | 0.915 | 0.42 | 0.217 | 0.346 | 0.541 | 0.293 | 0.068 | 0.234 | 0.083 | 0.1555 | 0.0685 | 0.157 | 0.325 | 0.40058 | 0.163 | 0.7775 | 0.64567 | 0.732 | 0.24567 | 0.01 | 0.21567 | 0.091
c3 | h10 | 0.436 | 0.843 | 0.501 | 0.677 | 0.365 | 0.583 | 0.527 | 0.896 | 0.504 | 0.899 | 0.52 | 0.659 | 0.066 | 0.659 | 0.409 | 0.912 | 0.588 | 0.933 | 0.589 | 0.211 | 0.583 | 0.6 | 0.551 | 0.101 | 0.546 | 0.08 | 0.1375 | 0.0695 | 0.1805 | 0.33633 | 0.37658 | 0.16 | 0.7895 | 0.61567 | 0.728 | 0.19667 | 0.01 | 0.20133 | 0.059
c3 | h11 | 0.633 | 0.878 | 0.559 | 0.701 | 0.464 | 0.602 | 0.591 | 0.899 | 0.637 | 0.911 | 0.616 | 0.788 | 0.141 | 0.788 | 0.515 | 0.928 | 0.691 | 0.929 | 0.692 | 0.212 | 0.698 | 0.563 | 0.646 | 0.138 | 0.68 | 0.069 | 0.1265 | 0.075 | 0.2265 | 0.354 | 0.33942 | 0.161 | 0.832 | 0.55233 | 0.7065 | 0.14933 | 0.01 | 0.182 | 0.039
c3 | h12 | 0.732 | 0.903 | 0.571 | 0.736 | 0.532 | 0.628 | 0.58 | 0.876 | 0.731 | 0.91 | 0.677 | 0.847 | 0.197 | 0.847 | 0.621 | 0.919 | 0.758 | 0.89 | 0.758 | 0.194 | 0.757 | 0.443 | 0.647 | 0.17 | 0.742 | 0.052 | 0.1245 | 0.0815 | 0.284 | 0.383 | 0.29558 | 0.167 | 0.8495 | 0.46667 | 0.6605 | 0.12167 | 0.01 | 0.171 | 0.025
c3 | h13 | 0.709 | 0.909 | 0.535 | 0.765 | 0.58 | 0.674 | 0.551 | 0.819 | 0.744 | 0.914 | 0.697 | 0.891 | 0.233 | 0.891 | 0.692 | 0.901 | 0.761 | 0.799 | 0.761 | 0.192 | 0.762 | 0.304 | 0.613 | 0.197 | 0.737 | 0.034 | 0.1225 | 0.0805 | 0.3365 | 0.414 | 0.26142 | 0.174 | 0.8485 | 0.40033 | 0.5915 | 0.11267 | 0.01 | 0.16467 | 0.017
c3 | h14 | 0.569 | 0.893 | 0.473 | 0.752 | 0.595 | 0.704 | 0.5 | 0.683 | 0.689 | 0.92 | 0.667 | 0.903 | 0.219 | 0.903 | 0.665 | 0.85 | 0.709 | 0.621 | 0.709 | 0.176 | 0.708 | 0.227 | 0.554 | 0.215 | 0.684 | 0.037 | 0.119 | 0.074 | 0.368 | 0.44167 | 0.23333 | 0.183 | 0.836 | 0.34767 | 0.531 | 0.109 | 0.01 | 0.15767 | 0.011
c3 | h15 | 0.395 | 0.835 | 0.389 | 0.68 | 0.466 | 0.694 | 0.347 | 0.505 | 0.563 | 0.918 | 0.566 | 0.913 | 0.157 | 0.913 | 0.57 | 0.73 | 0.602 | 0.442 | 0.602 | 0.142 | 0.604 | 0.199 | 0.465 | 0.227 | 0.585 | 0.062 | 0.1205 | 0.0695 | 0.384 | 0.461 | 0.20408 | 0.191 | 0.8625 | 0.28767 | 0.481 | 0.097667 | 0.01 | 0.16 | 0.006
c3 | h16 | 0.24 | 0.695 | 0.273 | 0.565 | 0.309 | 0.663 | 0.203 | 0.374 | 0.368 | 0.903 | 0.376 | 0.91 | 0.109 | 0.91 | 0.426 | 0.546 | 0.437 | 0.32 | 0.437 | 0.096 | 0.45 | 0.186 | 0.342 | 0.221 | 0.44 | 0.096 | 0.127 | 0.0715 | 0.3785 | 0.46467 | 0.18433 | 0.189 | 0.852 | 0.24167 | 0.428 | 0.088667 | 0.01 | 0.17467 | 0.004
c3 | h17 | 0.112 | 0.531 | 0.15 | 0.454 | 0.177 | 0.654 | 0.11 | 0.232 | 0.175 | 0.88 | 0.219 | 0.904 | 0.048 | 0.904 | 0.221 | 0.323 | 0.226 | 0.192 | 0.226 | 0.054 | 0.252 | 0.153 | 0.19 | 0.185 | 0.258 | 0.112 | 0.1435 | 0.087 | 0.3955 | 0.47133 | 0.17908 | 0.19 | 0.844 | 0.21467 | 0.3775 | 0.084333 | 0.01 | 0.20733 | 0.006
c3 | h18 | 0.02 | 0.43 | 0.035 | 0.429 | 0.038 | 0.624 | 0.028 | 0.183 | 0.034 | 0.864 | 0.055 | 0.915 | 0.008 | 0.915 | 0.041 | 0.211 | 0.049 | 0.147 | 0.049 | 0.028 | 0.065 | 0.141 | 0.048 | 0.14 | 0.074 | 0.098 | 0.2 | 0.162 | 0.506 | 0.505 | 0.20417 | 0.208 | 0.855 | 0.20833 | 0.3705 | 0.077333 | 0.01 | 0.26567 | 0.026
c3 | h19 | 0 | 0.353 | 0 | 0.43 | 0 | 0.612 | 0 | 0.174 | 0 | 0.863 | 0 | 0.923 | 0 | 0.923 | 0 | 0.169 | 0 | 0.126 | 0 | 0.012 | 0 | 0.138 | 0 | 0.117 | 0 | 0.111 | 0.302 | 0.311 | 0.6405 | 0.581 | 0.2515 | 0.277 | 0.8695 | 0.201 | 0.377 | 0.063 | 0.01 | 0.34167 | 0.047
c3 | h20 | 0 | 0.299 | 0 | 0.372 | 0 | 0.584 | 0 | 0.151 | 0 | 0.898 | 0 | 0.921 | 0 | 0.921 | 0 | 0.136 | 0 | 0.102 | 0 | 0.005 | 0 | 0.113 | 0 | 0.086 | 0 | 0.123 | 0.4285 | 0.4795 | 0.6965 | 0.64233 | 0.29658 | 0.392 | 0.8845 | 0.16467 | 0.3445 | 0.045333 | 0.01 | 0.417 | 0.074
c3 | h21 | 0 | 0.257 | 0 | 0.302 | 0 | 0.526 | 0 | 0.123 | 0 | 0.898 | 0 | 0.922 | 0 | 0.922 | 0 | 0.118 | 0 | 0.091 | 0 | 0.01 | 0 | 0.081 | 0 | 0.055 | 0 | 0.109 | 0.5425 | 0.619 | 0.7015 | 0.67933 | 0.33308 | 0.501 | 0.912 | 0.12367 | 0.277 | 0.035333 | 0.01 | 0.486 | 0.11
c3 | h22 | 0 | 0.237 | 0 | 0.232 | 0 | 0.44 | 0 | 0.115 | 0 | 0.871 | 0 | 0.925 | 0 | 0.925 | 0 | 0.117 | 0 | 0.108 | 0 | 0.035 | 0 | 0.046 | 0 | 0.03 | 0 | 0.086 | 0.632 | 0.7095 | 0.7015 | 0.71033 | 0.37017 | 0.596 | 0.934 | 0.10833 | 0.2165 | 0.047667 | 0.01 | 0.55 | 0.157
c3 | h23 | 0 | 0.224 | 0 | 0.173 | 0 | 0.348 | 0 | 0.118 | 0 | 0.834 | 0 | 0.927 | 0 | 0.927 | 0 | 0.127 | 0 | 0.12 | 0 | 0.088 | 0 | 0.017 | 0 | 0.015 | 0 | 0.062 | 0.6955 | 0.752 | 0.7005 | 0.737 | 0.40725 | 0.671 | 0.9515 | 0.119 | 0.1675 | 0.075667 | 0.01 | 0.607 | 0.218
c3 | h24 | 0 | 0.207 | 0 | 0.124 | 0 | 0.277 | 0 | 0.109 | 0 | 0.792 | 0 | 0.929 | 0 | 0.929 | 0 | 0.161 | 0 | 0.111 | 0 | 0.172 | 0 | 0.008 | 0 | 0.015 | 0 | 0.045 | 0.728 | 0.765 | 0.71 | 0.75333 | 0.439 | 0.706 | 0.9635 | 0.15 | 0.134 | 0.10033 | 0.01 | 0.64867 | 0.303
c4 | h1 | 0 | 0.399 | 0 | 0.338 | 0 | 0.419 | 0 | 0.395 | 0 | 0.438 | 0 | 0.602 | 0 | 0.602 | 0 | 0.38 | 0 | 0.436 | 0 | 0.522 | 0 | 0.366 | 0 | 0.454 | 0 | 0.38 | 0.799 | 0.8175 | 0.638 | 0.76867 | 0.814 | 0.818 | 0.5235 | 0.829 | 0.858 | 0.92 | 0.01 | 0.78933 | 0.701
c4 | h2 | 0 | 0.41 | 0 | 0.307 | 0 | 0.374 | 0 | 0.378 | 0 | 0.432 | 0 | 0.609 | 0 | 0.609 | 0 | 0.37 | 0 | 0.42 | 0 | 0.527 | 0 | 0.386 | 0 | 0.429 | 0 | 0.367 | 0.802 | 0.8125 | 0.656 | 0.78167 | 0.81933 | 0.815 | 0.5545 | 0.83667 | 0.861 | 0.91033 | 0.01 | 0.797 | 0.755
c4 | h3 | 0 | 0.406 | 0 | 0.311 | 0 | 0.363 | 0 | 0.39 | 0 | 0.449 | 0 | 0.607 | 0 | 0.607 | 0 | 0.357 | 0 | 0.425 | 0 | 0.514 | 0 | 0.403 | 0 | 0.401 | 0 | 0.352 | 0.846 | 0.82 | 0.657 | 0.782 | 0.84533 | 0.81 | 0.581 | 0.84467 | 0.875 | 0.89067 | 0.01 | 0.82033 | 0.816
c4 | h4 | 0 | 0.419 | 0 | 0.355 | 0 | 0.39 | 0 | 0.423 | 0 | 0.479 | 0 | 0.593 | 0 | 0.593 | 0 | 0.357 | 0 | 0.45 | 0 | 0.495 | 0 | 0.398 | 0 | 0.395 | 0 | 0.346 | 0.853 | 0.791 | 0.668 | 0.79533 | 0.84867 | 0.829 | 0.59 | 0.84433 | 0.8885 | 0.86567 | 0.01 | 0.82333 | 0.854
c4 | h5 | 0 | 0.449 | 0 | 0.414 | 0 | 0.435 | 0 | 0.45 | 0 | 0.507 | 0 | 0.583 | 0 | 0.583 | 0 | 0.372 | 0 | 0.466 | 0 | 0.483 | 0 | 0.39 | 0 | 0.403 | 0 | 0.333 | 0.834 | 0.7585 | 0.688 | 0.817 | 0.84017 | 0.844 | 0.598 | 0.84633 | 0.904 | 0.858 | 0.01 | 0.807 | 0.866
c4 | h6 | 0 | 0.473 | 0 | 0.456 | 0 | 0.478 | 0 | 0.473 | 0 | 0.523 | 0 | 0.563 | 0 | 0.563 | 0 | 0.387 | 0 | 0.476 | 0 | 0.453 | 0 | 0.385 | 0 | 0.385 | 0 | 0.303 | 0.7955 | 0.723 | 0.7255 | 0.83267 | 0.83125 | 0.847 | 0.6035 | 0.867 | 0.9155 | 0.85 | 0.01 | 0.782 | 0.859
c4 | h7 | 0.013 | 0.467 | 0.029 | 0.449 | 0.023 | 0.48 | 0.008 | 0.454 | 0.009 | 0.539 | 0.01 | 0.542 | 0.002 | 0.542 | 0.011 | 0.384 | 0.011 | 0.466 | 0.011 | 0.413 | 0.006 | 0.359 | 0.023 | 0.345 | 0.009 | 0.27 | 0.767 | 0.699 | 0.7375 | 0.83733 | 0.83183 | 0.846 | 0.603 | 0.89667 | 0.9215 | 0.83067 | 0.01 | 0.757 | 0.843
c4 | h8 | 0.102 | 0.341 | 0.189 | 0.319 | 0.133 | 0.381 | 0.071 | 0.289 | 0.095 | 0.559 | 0.101 | 0.467 | 0.051 | 0.467 | 0.079 | 0.303 | 0.082 | 0.348 | 0.081 | 0.302 | 0.067 | 0.264 | 0.182 | 0.268 | 0.123 | 0.234 | 0.7285 | 0.63 | 0.7215 | 0.83233 | 0.81142 | 0.839 | 0.57 | 0.89433 | 0.89 | 0.79467 | 0.01 | 0.72 | 0.807
c4 | h9 | 0.329 | 0.349 | 0.38 | 0.273 | 0.281 | 0.348 | 0.146 | 0.264 | 0.248 | 0.586 | 0.252 | 0.388 | 0.124 | 0.388 | 0.17 | 0.251 | 0.189 | 0.3 | 0.19 | 0.218 | 0.203 | 0.229 | 0.37 | 0.21 | 0.33 | 0.222 | 0.7555 | 0.711 | 0.785 | 0.86033 | 0.81825 | 0.847 | 0.5685 | 0.881 | 0.882 | 0.762 | 0.01 | 0.724 | 0.809
c4 | h10 | 0.512 | 0.403 | 0.523 | 0.394 | 0.389 | 0.463 | 0.257 | 0.34 | 0.443 | 0.609 | 0.428 | 0.439 | 0.248 | 0.439 | 0.26 | 0.256 | 0.383 | 0.335 | 0.386 | 0.201 | 0.48 | 0.295 | 0.52 | 0.197 | 0.495 | 0.235 | 0.807 | 0.796 | 0.8175 | 0.87433 | 0.8305 | 0.865 | 0.6505 | 0.854 | 0.822 | 0.75667 | 0.01 | 0.746 | 0.808
c4 | h11 | 0.62 | 0.41 | 0.607 | 0.445 | 0.512 | 0.524 | 0.518 | 0.368 | 0.615 | 0.617 | 0.595 | 0.437 | 0.361 | 0.437 | 0.402 | 0.271 | 0.607 | 0.367 | 0.608 | 0.198 | 0.521 | 0.345 | 0.606 | 0.203 | 0.589 | 0.263 | 0.8295 | 0.7965 | 0.8145 | 0.87967 | 0.82158 | 0.869 | 0.702 | 0.81367 | 0.746 | 0.763 | 0.01 | 0.76133 | 0.804
c4 | h12 | 0.651 | 0.423 | 0.635 | 0.459 | 0.617 | 0.557 | 0.638 | 0.387 | 0.656 | 0.613 | 0.66 | 0.449 | 0.261 | 0.449 | 0.612 | 0.302 | 0.662 | 0.4 | 0.661 | 0.215 | 0.609 | 0.37 | 0.647 | 0.205 | 0.637 | 0.196 | 0.8295 | 0.782 | 0.806 | 0.89367 | 0.80358 | 0.879 | 0.747 | 0.77767 | 0.733 | 0.779 | 0.01 | 0.76667 | 0.816
c4 | h13 | 0.644 | 0.436 | 0.631 | 0.456 | 0.651 | 0.569 | 0.641 | 0.395 | 0.651 | 0.597 | 0.654 | 0.392 | 0.142 | 0.392 | 0.655 | 0.322 | 0.655 | 0.421 | 0.654 | 0.242 | 0.559 | 0.354 | 0.626 | 0.209 | 0.615 | 0.182 | 0.8245 | 0.778 | 0.809 | 0.90933 | 0.78408 | 0.89 | 0.7705 | 0.74367 | 0.7665 | 0.799 | 0.01 | 0.77133 | 0.834
c4 | h14 | 0.552 | 0.439 | 0.583 | 0.442 | 0.607 | 0.566 | 0.591 | 0.393 | 0.51 | 0.594 | 0.596 | 0.302 | 0.127 | 0.302 | 0.589 | 0.319 | 0.488 | 0.409 | 0.485 | 0.25 | 0.367 | 0.321 | 0.556 | 0.202 | 0.506 | 0.207 | 0.8295 | 0.7855 | 0.826 | 0.926 | 0.77875 | 0.906 | 0.799 | 0.728 | 0.8055 | 0.81667 | 0.01 | 0.77333 | 0.853
c4 | h15 | 0.374 | 0.429 | 0.485 | 0.413 | 0.511 | 0.543 | 0.48 | 0.373 | 0.334 | 0.627 | 0.499 | 0.248 | 0.097 | 0.248 | 0.439 | 0.29 | 0.312 | 0.356 | 0.313 | 0.23 | 0.326 | 0.277 | 0.478 | 0.165 | 0.465 | 0.173 | 0.8335 | 0.793 | 0.8485 | 0.93533 | 0.77992 | 0.916 | 0.831 | 0.72633 | 0.825 | 0.815 | 0.01 | 0.763 | 0.862
c4 | h16 | 0.235 | 0.384 | 0.352 | 0.41 | 0.368 | 0.497 | 0.273 | 0.309 | 0.242 | 0.69 | 0.354 | 0.227 | 0.1 | 0.227 | 0.242 | 0.235 | 0.237 | 0.281 | 0.239 | 0.202 | 0.318 | 0.238 | 0.362 | 0.112 | 0.362 | 0.129 | 0.825 | 0.79 | 0.863 | 0.93533 | 0.78167 | 0.913 | 0.838 | 0.73833 | 0.833 | 0.799 | 0.01 | 0.73833 | 0.857
c4 | h17 | 0.117 | 0.345 | 0.185 | 0.424 | 0.189 | 0.47 | 0.117 | 0.239 | 0.11 | 0.731 | 0.13 | 0.222 | 0.078 | 0.222 | 0.105 | 0.215 | 0.123 | 0.203 | 0.125 | 0.162 | 0.195 | 0.236 | 0.191 | 0.078 | 0.202 | 0.104 | 0.789 | 0.763 | 0.855 | 0.92433 | 0.76483 | 0.886 | 0.844 | 0.74067 | 0.8175 | 0.77033 | 0.01 | 0.69933 | 0.829
c4 | h18 | 0.022 | 0.383 | 0.039 | 0.476 | 0.036 | 0.505 | 0.032 | 0.257 | 0.027 | 0.736 | 0.041 | 0.231 | 0.037 | 0.231 | 0.02 | 0.279 | 0.031 | 0.197 | 0.031 | 0.154 | 0.047 | 0.256 | 0.047 | 0.06 | 0.057 | 0.082 | 0.7625 | 0.739 | 0.8205 | 0.91133 | 0.74942 | 0.867 | 0.85 | 0.73633 | 0.8095 | 0.74167 | 0.01 | 0.67433 | 0.785
c4 | h19 | 0 | 0.439 | 0 | 0.497 | 0 | 0.524 | 0 | 0.3 | 0 | 0.733 | 0 | 0.24 | 0 | 0.24 | 0 | 0.376 | 0 | 0.243 | 0 | 0.142 | 0 | 0.281 | 0 | 0.048 | 0 | 0.046 | 0.765 | 0.7275 | 0.798 | 0.908 | 0.7535 | 0.87 | 0.851 | 0.742 | 0.8105 | 0.733 | 0.01 | 0.68167 | 0.775
c4 | h20 | 0 | 0.442 | 0 | 0.456 | 0 | 0.512 | 0 | 0.311 | 0 | 0.758 | 0 | 0.233 | 0 | 0.233 | 0 | 0.448 | 0 | 0.279 | 0 | 0.107 | 0 | 0.285 | 0 | 0.043 | 0 | 0.024 | 0.758 | 0.7 | 0.778 | 0.89633 | 0.74483 | 0.861 | 0.8655 | 0.73167 | 0.791 | 0.73367 | 0.01 | 0.68967 | 0.762
c4 | h21 | 0 | 0.443 | 0 | 0.398 | 0 | 0.487 | 0 | 0.287 | 0 | 0.791 | 0 | 0.225 | 0 | 0.225 | 0 | 0.442 | 0 | 0.272 | 0 | 0.08 | 0 | 0.261 | 0 | 0.043 | 0 | 0.023 | 0.7385 | 0.6845 | 0.7655 | 0.88833 | 0.72292 | 0.854 | 0.8905 | 0.70733 | 0.754 | 0.73067 | 0.01 | 0.68633 | 0.737
c4 | h22 | 0 | 0.439 | 0 | 0.342 | 0 | 0.455 | 0 | 0.26 | 0 | 0.804 | 0 | 0.223 | 0 | 0.223 | 0 | 0.393 | 0 | 0.258 | 0 | 0.054 | 0 | 0.247 | 0 | 0.043 | 0 | 0.036 | 0.748 | 0.6935 | 0.771 | 0.883 | 0.71683 | 0.864 | 0.911 | 0.68567 | 0.712 | 0.691 | 0.01 | 0.69133 | 0.703
c4 | h23 | 0 | 0.439 | 0 | 0.312 | 0 | 0.429 | 0 | 0.27 | 0 | 0.806 | 0 | 0.225 | 0 | 0.225 | 0 | 0.353 | 0 | 0.259 | 0 | 0.041 | 0 | 0.224 | 0 | 0.046 | 0 | 0.051 | 0.7555 | 0.707 | 0.782 | 0.88333 | 0.71075 | 0.872 | 0.9165 | 0.666 | 0.666 | 0.622 | 0.01 | 0.68333 | 0.662
c4 | h24 | 0 | 0.448 | 0 | 0.287 | 0 | 0.396 | 0 | 0.27 | 0 | 0.797 | 0 | 0.239 | 0 | 0.239 | 0 | 0.349 | 0 | 0.27 | 0 | 0.029 | 0 | 0.197 | 0 | 0.055 | 0 | 0.074 | 0.7575 | 0.706 | 0.7805 | 0.87867 | 0.70542 | 0.866 | 0.911 | 0.65333 | 0.6235 | 0.557 | 0.01 | 0.66433 | 0.639
c5 | h1 | 0 | 0.161 | 0 | 0.119 | 0 | 0.134 | 0 | 0.185 | 0 | 0.221 | 0 | 0.315 | 0 | 0.315 | 0 | 0.175 | 0 | 0.202 | 0 | 0.096 | 0 | 0.103 | 0 | 0.058 | 0 | 0.023 | 0.088 | 0.331 | 0.3435 | 0.23567 | 0.087333 | 0.075 | 0.4765 | 0.086667 | 0.1635 | 0.14267 | 0.01 | 0.063667 | 0.131
c5 | h2 | 0 | 0.163 | 0 | 0.127 | 0 | 0.134 | 0 | 0.185 | 0 | 0.183 | 0 | 0.302 | 0 | 0.302 | 0 | 0.157 | 0 | 0.194 | 0 | 0.072 | 0 | 0.09 | 0 | 0.037 | 0 | 0.013 | 0.0795 | 0.291 | 0.2915 | 0.20433 | 0.08925 | 0.057 | 0.4675 | 0.099 | 0.1925 | 0.153 | 0.01 | 0.069667 | 0.162
c5 | h3 | 0 | 0.162 | 0 | 0.124 | 0 | 0.115 | 0 | 0.182 | 0 | 0.171 | 0 | 0.296 | 0 | 0.296 | 0 | 0.14 | 0 | 0.18 | 0 | 0.061 | 0 | 0.076 | 0 | 0.027 | 0 | 0.009 | 0.073 | 0.253 | 0.247 | 0.17033 | 0.093167 | 0.038 | 0.44 | 0.11333 | 0.218 | 0.16867 | 0.01 | 0.082 | 0.2
c5 | h4 | 0 | 0.158 | 0 | 0.118 | 0 | 0.098 | 0 | 0.183 | 0 | 0.181 | 0 | 0.288 | 0 | 0.288 | 0 | 0.123 | 0 | 0.169 | 0 | 0.059 | 0 | 0.076 | 0 | 0.025 | 0 | 0.013 | 0.0725 | 0.228 | 0.203 | 0.129 | 0.098917 | 0.018 | 0.4115 | 0.12533 | 0.2375 | 0.20033 | 0.01 | 0.10267 | 0.249
c5 | h5 | 0 | 0.156 | 0 | 0.115 | 0 | 0.09 | 0 | 0.194 | 0 | 0.21 | 0 | 0.29 | 0 | 0.29 | 0 | 0.113 | 0 | 0.174 | 0 | 0.063 | 0 | 0.087 | 0 | 0.027 | 0 | 0.021 | 0.0815 | 0.2035 | 0.152 | 0.088667 | 0.10858 | 0.01 | 0.372 | 0.13567 | 0.2495 | 0.244 | 0.01 | 0.133 | 0.305
c5 | h6 | 0 | 0.153 | 0 | 0.118 | 0 | 0.093 | 0 | 0.204 | 0 | 0.237 | 0 | 0.306 | 0 | 0.306 | 0 | 0.112 | 0 | 0.184 | 0 | 0.07 | 0 | 0.099 | 0 | 0.033 | 0 | 0.033 | 0.096 | 0.1665 | 0.1015 | 0.063667 | 0.1235 | 0.017 | 0.344 | 0.151 | 0.2595 | 0.291 | 0.01 | 0.169 | 0.357
c5 | h7 | 0.033 | 0.154 | 0.015 | 0.122 | 0.021 | 0.103 | 0.012 | 0.209 | 0.021 | 0.254 | 0.014 | 0.318 | 0.001 | 0.318 | 0.035 | 0.121 | 0.019 | 0.189 | 0.019 | 0.082 | 0.011 | 0.098 | 0.016 | 0.045 | 0.009 | 0.047 | 0.115 | 0.124 | 0.063 | 0.057667 | 0.14033 | 0.045 | 0.3195 | 0.16567 | 0.264 | 0.327 | 0.01 | 0.201 | 0.392
c5 | h8 | 0.194 | 0.12 | 0.09 | 0.094 | 0.167 | 0.093 | 0.14 | 0.148 | 0.138 | 0.26 | 0.148 | 0.271 | 0.042 | 0.271 | 0.201 | 0.114 | 0.134 | 0.146 | 0.133 | 0.07 | 0.124 | 0.073 | 0.12 | 0.058 | 0.121 | 0.069 | 0.111 | 0.0775 | 0.0355 | 0.061333 | 0.13267 | 0.077 | 0.2835 | 0.15433 | 0.22 | 0.32533 | 0.01 | 0.19333 | 0.358
c5 | h9 | 0.407 | 0.087 | 0.266 | 0.061 | 0.352 | 0.065 | 0.327 | 0.099 | 0.385 | 0.263 | 0.328 | 0.204 | 0.109 | 0.204 | 0.399 | 0.101 | 0.389 | 0.105 | 0.389 | 0.046 | 0.375 | 0.056 | 0.297 | 0.055 | 0.342 | 0.059 | 0.0795 | 0.034 | 0.0125 | 0.052 | 0.11042 | 0.073 | 0.2375 | 0.14133 | 0.1875 | 0.28767 | 0.01 | 0.15167 | 0.261
c5 | h10 | 0.554 | 0.069 | 0.54 | 0.049 | 0.505 | 0.064 | 0.492 | 0.071 | 0.55 | 0.257 | 0.513 | 0.23 | 0.248 | 0.23 | 0.535 | 0.087 | 0.544 | 0.081 | 0.544 | 0.038 | 0.536 | 0.061 | 0.53 | 0.066 | 0.528 | 0.071 | 0.073 | 0.0215 | 0.0075 | 0.049 | 0.1145 | 0.074 | 0.2185 | 0.156 | 0.2055 | 0.25767 | 0.01 | 0.132 | 0.204
c5 | h11 | 0.644 | 0.055 | 0.638 | 0.049 | 0.597 | 0.075 | 0.593 | 0.043 | 0.649 | 0.245 | 0.618 | 0.294 | 0.31 | 0.294 | 0.64 | 0.069 | 0.645 | 0.055 | 0.645 | 0.027 | 0.641 | 0.055 | 0.638 | 0.076 | 0.637 | 0.111 | 0.0715 | 0.0215 | 0.007 | 0.057667 | 0.12275 | 0.078 | 0.216 | 0.174 | 0.22 | 0.246 | 0.01 | 0.116 | 0.158
c5 | h12 | 0.686 | 0.05 | 0.688 | 0.052 | 0.468 | 0.089 | 0.597 | 0.029 | 0.698 | 0.23 | 0.632 | 0.325 | 0.278 | 0.325 | 0.683 | 0.053 | 0.695 | 0.037 | 0.695 | 0.019 | 0.698 | 0.05 | 0.692 | 0.078 | 0.694 | 0.134 | 0.0715 | 0.0285 | 0.0055 | 0.067333 | 0.13008 | 0.076 | 0.2205 | 0.18867 | 0.2285 | 0.258 | 0.01 | 0.10133 | 0.124
c5 | h13 | 0.686 | 0.048 | 0.687 | 0.059 | 0.575 | 0.107 | 0.539 | 0.021 | 0.698 | 0.214 | 0.656 | 0.335 | 0.266 | 0.335 | 0.688 | 0.042 | 0.7 | 0.026 | 0.7 | 0.016 | 0.707 | 0.047 | 0.697 | 0.079 | 0.705 | 0.137 | 0.0745 | 0.0445 | 0.005 | 0.071 | 0.14075 | 0.069 | 0.2065 | 0.207 | 0.235 | 0.28667 | 0.01 | 0.090667 | 0.1
c5 | h14 | 0.636 | 0.048 | 0.643 | 0.069 | 0.542 | 0.125 | 0.52 | 0.017 | 0.649 | 0.203 | 0.626 | 0.347 | 0.128 | 0.347 | 0.638 | 0.037 | 0.655 | 0.018 | 0.656 | 0.018 | 0.667 | 0.044 | 0.654 | 0.083 | 0.667 | 0.143 | 0.082 | 0.072 | 0.008 | 0.066667 | 0.16 | 0.058 | 0.172 | 0.238 | 0.2525 | 0.33033 | 0.01 | 0.087 | 0.084
c5 | h15 | 0.54 | 0.054 | 0.548 | 0.08 | 0.512 | 0.141 | 0.462 | 0.016 | 0.552 | 0.206 | 0.541 | 0.36 | 0.155 | 0.36 | 0.551 | 0.037 | 0.562 | 0.014 | 0.562 | 0.024 | 0.579 | 0.046 | 0.563 | 0.085 | 0.58 | 0.138 | 0.099 | 0.11 | 0.0165 | 0.060667 | 0.19 | 0.049 | 0.14 | 0.281 | 0.294 | 0.38067 | 0.01 | 0.089 | 0.078
c5 | h16 | 0.382 | 0.07 | 0.404 | 0.1 | 0.362 | 0.16 | 0.323 | 0.022 | 0.405 | 0.23 | 0.401 | 0.339 | 0.104 | 0.339 | 0.404 | 0.043 | 0.417 | 0.016 | 0.418 | 0.034 | 0.441 | 0.057 | 0.422 | 0.084 | 0.443 | 0.118 | 0.122 | 0.151 | 0.0345 | 0.063 | 0.227 | 0.053 | 0.116 | 0.332 | 0.3595 | 0.436 | 0.01 | 0.095 | 0.087
c5 | h17 | 0.194 | 0.108 | 0.219 | 0.137 | 0.149 | 0.182 | 0.155 | 0.043 | 0.216 | 0.275 | 0.226 | 0.339 | 0.069 | 0.339 | 0.196 | 0.065 | 0.226 | 0.03 | 0.227 | 0.049 | 0.257 | 0.077 | 0.238 | 0.08 | 0.262 | 0.118 | 0.1525 | 0.197 | 0.069 | 0.082 | 0.26958 | 0.074 | 0.1225 | 0.38667 | 0.4425 | 0.486 | 0.01 | 0.10767 | 0.106
c5 | h18 | 0.024 | 0.188 | 0.038 | 0.227 | 0.027 | 0.249 | 0.019 | 0.108 | 0.032 | 0.336 | 0.045 | 0.409 | 0.019 | 0.409 | 0.023 | 0.106 | 0.043 | 0.063 | 0.044 | 0.077 | 0.066 | 0.118 | 0.052 | 0.095 | 0.07 | 0.167 | 0.206 | 0.271 | 0.133 | 0.13633 | 0.3325 | 0.126 | 0.171 | 0.459 | 0.557 | 0.53767 | 0.01 | 0.132 | 0.137
c5 | h19 | 0 | 0.269 | 0 | 0.33 | 0 | 0.338 | 0 | 0.196 | 0 | 0.389 | 0 | 0.498 | 0 | 0.498 | 0 | 0.142 | 0 | 0.102 | 0 | 0.103 | 0 | 0.184 | 0 | 0.121 | 0 | 0.206 | 0.2665 | 0.312 | 0.193 | 0.222 | 0.38642 | 0.215 | 0.2275 | 0.50633 | 0.6495 | 0.588 | 0.01 | 0.161 | 0.173
c5 | h20 | 0 | 0.292 | 0 | 0.363 | 0 | 0.361 | 0 | 0.251 | 0 | 0.41 | 0 | 0.546 | 0 | 0.546 | 0 | 0.157 | 0 | 0.126 | 0 | 0.115 | 0 | 0.251 | 0 | 0.145 | 0 | 0.212 | 0.3225 | 0.3115 | 0.226 | 0.31033 | 0.42558 | 0.328 | 0.292 | 0.52867 | 0.682 | 0.62533 | 0.01 | 0.19333 | 0.216
c5 | h21 | 0 | 0.281 | 0 | 0.351 | 0 | 0.352 | 0 | 0.253 | 0 | 0.393 | 0 | 0.585 | 0 | 0.585 | 0 | 0.157 | 0 | 0.131 | 0 | 0.114 | 0 | 0.295 | 0 | 0.162 | 0 | 0.216 | 0.3585 | 0.3 | 0.2375 | 0.37933 | 0.44958 | 0.434 | 0.3555 | 0.54067 | 0.6685 | 0.64367 | 0.01 | 0.22033 | 0.25
c5 | h22 | 0 | 0.254 | 0 | 0.341 | 0 | 0.361 | 0 | 0.217 | 0 | 0.358 | 0 | 0.597 | 0 | 0.597 | 0 | 0.147 | 0 | 0.119 | 0 | 0.103 | 0 | 0.309 | 0 | 0.174 | 0 | 0.235 | 0.3695 | 0.271 | 0.2125 | 0.412 | 0.46608 | 0.491 | 0.3945 | 0.56267 | 0.665 | 0.62867 | 0.01 | 0.241 | 0.269
c5 | h23 | 0 | 0.222 | 0 | 0.341 | 0 | 0.37 | 0 | 0.181 | 0 | 0.321 | 0 | 0.581 | 0 | 0.581 | 0 | 0.138 | 0 | 0.113 | 0 | 0.094 | 0 | 0.31 | 0 | 0.183 | 0 | 0.257 | 0.356 | 0.215 | 0.16 | 0.42467 | 0.46933 | 0.508 | 0.4205 | 0.58267 | 0.6725 | 0.58133 | 0.01 | 0.25333 | 0.277
c5 | h24 | 0 | 0.199 | 0 | 0.33 | 0 | 0.376 | 0 | 0.159 | 0 | 0.285 | 0 | 0.599 | 0 | 0.599 | 0 | 0.134 | 0 | 0.121 | 0 | 0.118 | 0 | 0.314 | 0 | 0.205 | 0 | 0.281 | 0.3375 | 0.1545 | 0.1135 | 0.43767 | 0.46975 | 0.517 | 0.4345 | 0.602 | 0.68 | 0.53867 | 0.01 | 0.26 | 0.274
c6 | h1 | 0 | 0.469 | 0 | 0.465 | 0 | 0.544 | 0 | 0.42 | 0 | 0.87 | 0 | 0.816 | 0 | 0.816 | 0 | 0.563 | 0 | 0.483 | 0 | 0.564 | 0 | 0.564 | 0 | 0.667 | 0 | 0.68 | 0.4505 | 0.198 | 0.192 | 0.27433 | 0.56558 | 0.292 | 0.1895 | 0.68067 | 0.7415 | 0.97533 | 0.01 | 0.709 | 0.966
c6 | h2 | 0 | 0.479 | 0 | 0.55 | 0 | 0.569 | 0 | 0.466 | 0 | 0.919 | 0 | 0.821 | 0 | 0.821 | 0 | 0.631 | 0 | 0.549 | 0 | 0.601 | 0 | 0.524 | 0 | 0.694 | 0 | 0.685 | 0.4675 | 0.144 | 0.152 | 0.362 | 0.56025 | 0.415 | 0.2365 | 0.653 | 0.8135 | 0.959 | 0.01 | 0.69767 | 0.961
c6 | h3 | 0 | 0.505 | 0 | 0.579 | 0 | 0.596 | 0 | 0.513 | 0 | 0.953 | 0 | 0.861 | 0 | 0.861 | 0 | 0.694 | 0 | 0.6 | 0 | 0.631 | 0 | 0.566 | 0 | 0.723 | 0 | 0.716 | 0.474 | 0.1305 | 0.1255 | 0.444 | 0.56533 | 0.571 | 0.302 | 0.65667 | 0.8675 | 0.937 | 0.01 | 0.67533 | 0.95
c6 | h4 | 0 | 0.64 | 0 | 0.625 | 0 | 0.711 | 0 | 0.651 | 0 | 0.967 | 0 | 0.874 | 0 | 0.874 | 0 | 0.757 | 0 | 0.7 | 0 | 0.677 | 0 | 0.624 | 0 | 0.746 | 0 | 0.696 | 0.47 | 0.113 | 0.0965 | 0.49733 | 0.58083 | 0.684 | 0.383 | 0.69167 | 0.8965 | 0.91767 | 0.01 | 0.65033 | 0.937
c6 | h5 | 0 | 0.692 | 0 | 0.729 | 0 | 0.721 | 0 | 0.705 | 0 | 0.968 | 0 | 0.863 | 0 | 0.863 | 0 | 0.826 | 0 | 0.743 | 0 | 0.7 | 0 | 0.655 | 0 | 0.738 | 0 | 0.645 | 0.4955 | 0.082 | 0.0685 | 0.53867 | 0.61258 | 0.793 | 0.48 | 0.72967 | 0.915 | 0.90133 | 0.01 | 0.637 | 0.924
c6 | h6 | 0 | 0.672 | 0 | 0.715 | 0 | 0.754 | 0 | 0.686 | 0 | 0.972 | 0 | 0.86 | 0 | 0.86 | 0 | 0.857 | 0 | 0.766 | 0 | 0.696 | 0 | 0.692 | 0 | 0.74 | 0 | 0.593 | 0.504 | 0.099 | 0.0485 | 0.57233 | 0.624 | 0.851 | 0.5695 | 0.744 | 0.928 | 0.88333 | 0.01 | 0.62833 | 0.904
c6 | h7 | 0.002 | 0.786 | 0 | 0.711 | 0 | 0.735 | 0 | 0.679 | 0 | 0.979 | 0 | 0.855 | 0 | 0.855 | 0.002 | 0.87 | 0 | 0.799 | 0 | 0.713 | 0 | 0.669 | 0 | 0.712 | 0 | 0.561 | 0.524 | 0.1335 | 0.038 | 0.601 | 0.63567 | 0.887 | 0.6155 | 0.74733 | 0.9435 | 0.86067 | 0.01 | 0.62267 | 0.889
c6 | h8 | 0.072 | 0.768 | 0.034 | 0.682 | 0.031 | 0.746 | 0.004 | 0.692 | 0.041 | 0.982 | 0.007 | 0.852 | 0.01 | 0.852 | 0.049 | 0.864 | 0.031 | 0.797 | 0.031 | 0.708 | 0.091 | 0.583 | 0.015 | 0.673 | 0.053 | 0.52 | 0.5505 | 0.175 | 0.0435 | 0.61667 | 0.63758 | 0.902 | 0.578 | 0.72467 | 0.9415 | 0.82833 | 0.01 | 0.61767 | 0.871
c6 | h9 | 0.167 | 0.812 | 0.083 | 0.631 | 0.058 | 0.71 | 0.02 | 0.765 | 0.107 | 0.978 | 0.031 | 0.846 | 0.046 | 0.846 | 0.113 | 0.868 | 0.114 | 0.826 | 0.115 | 0.739 | 0.285 | 0.487 | 0.064 | 0.609 | 0.19 | 0.487 | 0.5775 | 0.227 | 0.0565 | 0.62933 | 0.63992 | 0.91 | 0.5235 | 0.70233 | 0.9335 | 0.78833 | 0.01 | 0.61167 | 0.847
c6 | h10 | 0.241 | 0.733 | 0.118 | 0.663 | 0.089 | 0.685 | 0.037 | 0.68 | 0.18 | 0.973 | 0.064 | 0.837 | 0.085 | 0.837 | 0.191 | 0.902 | 0.207 | 0.822 | 0.208 | 0.714 | 0.472 | 0.587 | 0.15 | 0.63 | 0.361 | 0.551 | 0.642 | 0.3595 | 0.078 | 0.641 | 0.67133 | 0.907 | 0.4945 | 0.70067 | 0.926 | 0.72533 | 0.01 | 0.62267 | 0.81
c6 | h11 | 0.297 | 0.735 | 0.14 | 0.726 | 0.108 | 0.706 | 0.052 | 0.76 | 0.23 | 0.972 | 0.122 | 0.863 | 0.133 | 0.863 | 0.254 | 0.911 | 0.293 | 0.864 | 0.296 | 0.735 | 0.586 | 0.651 | 0.273 | 0.676 | 0.524 | 0.594 | 0.709 | 0.51 | 0.1235 | 0.654 | 0.71683 | 0.895 | 0.5105 | 0.72467 | 0.903 | 0.63867 | 0.01 | 0.61533 | 0.74
c6 | h12 | 0.362 | 0.78 | 0.145 | 0.69 | 0.114 | 0.693 | 0.068 | 0.803 | 0.239 | 0.977 | 0.19 | 0.868 | 0.153 | 0.868 | 0.242 | 0.926 | 0.358 | 0.892 | 0.366 | 0.768 | 0.637 | 0.647 | 0.404 | 0.675 | 0.581 | 0.588 | 0.747 | 0.6335 | 0.228 | 0.694 | 0.7525 | 0.878 | 0.5015 | 0.758 | 0.8765 | 0.552 | 0.01 | 0.591 | 0.662
c6 | h13 | 0.318 | 0.739 | 0.155 | 0.628 | 0.102 | 0.676 | 0.081 | 0.764 | 0.23 | 0.976 | 0.308 | 0.859 | 0.146 | 0.859 | 0.199 | 0.92 | 0.377 | 0.879 | 0.386 | 0.775 | 0.602 | 0.618 | 0.382 | 0.661 | 0.568 | 0.585 | 0.772 | 0.7415 | 0.3925 | 0.73967 | 0.78167 | 0.862 | 0.509 | 0.79133 | 0.847 | 0.48967 | 0.01 | 0.56767 | 0.599
c6 | h14 | 0.188 | 0.609 | 0.159 | 0.62 | 0.077 | 0.676 | 0.091 | 0.68 | 0.228 | 0.973 | 0.371 | 0.842 | 0.152 | 0.842 | 0.174 | 0.887 | 0.337 | 0.837 | 0.348 | 0.759 | 0.44 | 0.588 | 0.338 | 0.634 | 0.487 | 0.549 | 0.7985 | 0.8215 | 0.5755 | 0.79 | 0.80108 | 0.853 | 0.5315 | 0.80367 | 0.816 | 0.445 | 0.01 | 0.563 | 0.556
c6 | h15 | 0.131 | 0.56 | 0.176 | 0.612 | 0.055 | 0.665 | 0.076 | 0.58 | 0.188 | 0.97 | 0.328 | 0.806 | 0.164 | 0.806 | 0.134 | 0.838 | 0.261 | 0.775 | 0.268 | 0.712 | 0.228 | 0.51 | 0.269 | 0.589 | 0.367 | 0.476 | 0.8185 | 0.8635 | 0.7025 | 0.822 | 0.80775 | 0.851 | 0.5515 | 0.797 | 0.7805 | 0.39967 | 0.01 | 0.55767 | 0.521
c6 | h16 | 0.097 | 0.562 | 0.117 | 0.625 | 0.036 | 0.638 | 0.055 | 0.533 | 0.105 | 0.97 | 0.187 | 0.726 | 0.081 | 0.726 | 0.087 | 0.782 | 0.128 | 0.703 | 0.128 | 0.631 | 0.116 | 0.451 | 0.169 | 0.493 | 0.221 | 0.406 | 0.824 | 0.8765 | 0.768 | 0.833 | 0.795 | 0.843 | 0.577 | 0.766 | 0.75 | 0.36633 | 0.01 | 0.54833 | 0.498
c6 | h17 | 0.042 | 0.586 | 0.058 | 0.633 | 0.018 | 0.609 | 0.027 | 0.547 | 0.037 | 0.963 | 0.065 | 0.643 | 0.025 | 0.643 | 0.03 | 0.729 | 0.037 | 0.648 | 0.037 | 0.556 | 0.049 | 0.429 | 0.062 | 0.415 | 0.095 | 0.377 | 0.8025 | 0.8745 | 0.8065 | 0.829 | 0.76342 | 0.815 | 0.6165 | 0.72433 | 0.7375 | 0.341 | 0.01 | 0.52 | 0.484
c6 | h18 | 0 | 0.616 | 0.002 | 0.643 | 0 | 0.587 | 0.001 | 0.543 | 0 | 0.96 | 0.004 | 0.64 | 0.001 | 0.64 | 0 | 0.67 | 0.001 | 0.625 | 0.001 | 0.479 | 0.004 | 0.439 | 0.004 | 0.377 | 0.011 | 0.37 | 0.778 | 0.875 | 0.823 | 0.81233 | 0.73567 | 0.776 | 0.665 | 0.69333 | 0.747 | 0.32733 | 0.01 | 0.50433 | 0.484
c6 | h19 | 0 | 0.621 | 0 | 0.612 | 0 | 0.546 | 0 | 0.483 | 0 | 0.95 | 0 | 0.63 | 0 | 0.63 | 0 | 0.626 | 0 | 0.604 | 0 | 0.411 | 0 | 0.454 | 0 | 0.352 | 0 | 0.323 | 0.756 | 0.8615 | 0.816 | 0.778 | 0.71183 | 0.737 | 0.688 | 0.66767 | 0.734 | 0.30533 | 0.01 | 0.49567 | 0.473
c6 | h20 | 0 | 0.658 | 0 | 0.541 | 0 | 0.543 | 0 | 0.469 | 0 | 0.936 | 0 | 0.606 | 0 | 0.606 | 0 | 0.597 | 0 | 0.526 | 0 | 0.385 | 0 | 0.423 | 0 | 0.34 | 0 | 0.269 | 0.7125 | 0.8425 | 0.805 | 0.718 | 0.67475 | 0.677 | 0.681 | 0.637 | 0.715 | 0.29 | 0.01 | 0.48633 | 0.453
c6 | h21 | 0 | 0.559 | 0 | 0.52 | 0 | 0.551 | 0 | 0.467 | 0 | 0.915 | 0 | 0.58 | 0 | 0.58 | 0 | 0.542 | 0 | 0.45 | 0 | 0.403 | 0 | 0.403 | 0 | 0.324 | 0 | 0.261 | 0.6655 | 0.804 | 0.755 | 0.64167 | 0.62975 | 0.612 | 0.6585 | 0.594 | 0.6935 | 0.279 | 0.01 | 0.476 | 0.43
c6 | h22 | 0 | 0.533 | 0 | 0.513 | 0 | 0.546 | 0 | 0.448 | 0 | 0.897 | 0 | 0.533 | 0 | 0.533 | 0 | 0.523 | 0 | 0.447 | 0 | 0.433 | 0 | 0.416 | 0 | 0.311 | 0 | 0.254 | 0.6235 | 0.7625 | 0.694 | 0.55533 | 0.58408 | 0.521 | 0.654 | 0.54467 | 0.666 | 0.24767 | 0.01 | 0.456 | 0.392
c6 | h23 | 0 | 0.53 | 0 | 0.5 | 0 | 0.52 | 0 | 0.413 | 0 | 0.88 | 0 | 0.502 | 0 | 0.502 | 0 | 0.519 | 0 | 0.439 | 0 | 0.427 | 0 | 0.392 | 0 | 0.293 | 0 | 0.242 | 0.5815 | 0.732 | 0.655 | 0.47333 | 0.54342 | 0.418 | 0.653 | 0.50533 | 0.6055 | 0.207 | 0.01 | 0.43967 | 0.345
c6 | h24 | 0 | 0.51 | 0 | 0.473 | 0 | 0.487 | 0 | 0.42 | 0 | 0.864 | 0 | 0.477 | 0 | 0.477 | 0 | 0.51 | 0 | 0.423 | 0 | 0.413 | 0 | 0.367 | 0 | 0.285 | 0 | 0.245 | 0.5445 | 0.697 | 0.624 | 0.40933 | 0.50708 | 0.336 | 0.655 | 0.46967 | 0.5385 | 0.179 | 0.01 | 0.41433 | 0.296

## Calculations
EMISSION TARGET
|  | 2020 | 2021 | 2022 | 2023 | 2024 | 2025 | 2026 | 2027 | 2028 | 2029 | 2030 | 2031 | 2032 | 2033 | 2034 | 2035 | 2036 | 2037 | 2038 | 2039 | 2040 | 2041 | 2042 | 2043 | 2044 | 2045 | 2046 | 2047 | 2048 | 2049 | 2050
Buildings |  | 92.4768 | 91.3437 | 89.9888 | 88.3187 | 86.5862 | 84.4204 | 81.7164 | 78.4431 | 74.34 | 70.4322 | 66.445 | 63.22 | 59.7669 | 55.8748 | 51.5359 | 47.1962 | 43.0589 | 39.0659 | 35.0446 | 30.9019 | 26.6305 | 22.1197 | 18.0538 | 14.4252 | 11.2102 | 8.4719 | 6.0489 | 3.6755 | 1.8246 | 1.3557 | 1.1137
Electricity supply |  | 51.2633 | 49.7129 | 48.4799 | 44.0143 | 44.4367 | 41.6501 | 32.3643 | 26.6984 | 23.7533 | 22.3984 | 18.5533 | 15.7712 | 12.0908 | 9.8572 | 8.0041 | 6.2011 | 6.0133 | 5.6654 | 5.5232 | 5.3894 | 5.1052 | 3.7522 | 3.4524 | 3.3231 | 3.1498 | 2.2674 | 2.0163 | 1.6054 | 1.4891 | 1.3319 | 1.2055
MtCO2e/year |  | 2020 | 2021 | 2022 | 2023 | 2024 | 2025 | 2026 | 2027 | 2028 | 2029 | 2030 | 2031 | 2032 | 2033 | 2034 | 2035 | 2036 | 2037 | 2038 | 2039 | 2040 | 2041 | 2042 | 2043 | 2044 | 2045 | 2046 | 2047 | 2048 | 2049 | 2050
BECCS power |  | 0 | 0 | 0 | 0 | 0 | 0 | 0 | 1.015 | 0.97586 | 3.5616 | 3.4477 | 4.2036 | 7.9298 | 11.752 | 13.7248 | 14.3745 | 14.9359 | 15.7237 | 16.6814 | 17.729 | 18.4122 | 18.537 | 18.3784 | 18.3812 | 18.6848 | 18.6985 | 18.7798 | 18.8525 | 19.0238 | 19.2884 | 19.1063
BECCS hydrogen |  | 0 | 0 | 0 | 0 | 0 | 0 | 0 | 0 | 0 | 0 | 0.51608 | 1.0098 | 1.5354 | 2.0978 | 2.6582 | 3.2312 | 3.7816 | 4.3982 | 5.0806 | 5.8133 | 6.444 | 7.1526 | 7.767 | 8.4581 | 9.3128 | 10.0537 | 10.8511 | 11.6674 | 12.5722 | 13.5752 | 14.2914
HEAT |  | 92.4768 | 91.3437 | 89.9888 | 88.3187 | 86.5862 | 84.4204 | 81.7164 | 78.4431 | 74.34 | 70.4322 | 65.9289 | 62.2103 | 58.2315 | 53.7769 | 48.8777 | 43.9651 | 39.2773 | 34.6676 | 29.964 | 25.0886 | 20.1864 | 14.9671 | 10.2868 | 5.967 | 1.8973 | -1.5818 | -4.8022 | -7.9919 | -10.7476 | -12.2195 | -13.1777
ELECTRICITY |  | 51.2633 | 49.7129 | 48.4799 | 44.0143 | 44.4367 | 41.6501 | 32.3643 | 26.6984 | 23.7533 | 22.3984 | 18.0373 | 14.7614 | 10.5554 | 7.7593 | 5.3459 | 2.9699 | 2.2317 | 1.2672 | 0.44261 | -0.42387 | -1.3388 | -3.4004 | -4.3146 | -5.135 | -6.163 | -7.7864 | -8.8348 | -10.062 | -11.0831 | -12.2433 | -13.0859
DEMAND (values) |  | 2021: check heating demand xls
ELECTRICITY
|  | 2025 | 2030 | 2035 | 2040 | 2045 | 2050
| TWh | 2020: 250.676; 2021: 269.757; 2022: 317.73; 2023: 366.413; 2024: 385.209; 2025: 386.447
| 2015 | 2020: 1; 2021: 2; 2022: 3; 2023: 4; 2024: 5; 2025: 6; 2027: 2017; 2028: 1; 2029: 2; 2030: 3; 2031: 4; 2032: 5; 2033: 6
|  | 0.85728 | 0.92254 | 1.0866 | 1.2531 | 1.3174 | 1.3216 |  |  | 0.90296 | 0.97169 | 1.1445 | 1.3198 | 1.3876 | 1.392
HEAT
|  | 2025 | 2030 | 2035 | 2040 | 2045 | 2050
| TWh | 2020: 340.4794; 2021: 324.6187; 2022: 315.8936; 2023: 379.2435; 2024: 440.4741; 2025: 481.2131
| 2015 | 2020: 1; 2021: 2; 2022: 3; 2023: 4; 2024: 5; 2025: 6; 2027: 2017; 2028: 1; 2029: 2; 2030: 3; 2031: 4; 2032: 5; 2033: 6
|  | 1.3237 | 1.2621 | 1.2281 | 1.4744 | 1.7125 | 1.8709 |  |  | 1.3078 | 1.2469 | 1.2134 | 1.4567 | 1.6919 | 1.8484
DEMAND (change rate) |  | 2021: check heating demand xls
|  | 1 | 2 | 3 | 4 | 5 | 6
|  | 0.85732 | 0.92855 | 1.0757 | 1.2239 | 1.272 | 1.2647 | [7 empty] | 1 | 0.86
[15 empty] | 2 | 0.93
[9 empty] | prev | [5 empty] | 3 | 1.08
|  | 1 | 2 | 3 | 4 | 5 | 6 |  | 1 | 2 | 3 | 4 | 5 | 6 | 4 | 1.22
|  | 0.97964 | 0.91155 | 0.93477 | 1.0978 | 1.2777 | 1.3971 |  | 0.97964 | 0.93477 | 0.91155 | 1.0978 | 1.2777 | 1.3971 | 5 | 1.27
[15 empty] | 6 | 1.26
DEMAND (change rate)
|  | 1 | 2 | 3 | 4 | 5 | 6
|  | 0.86869 | 0.97481 | 1.1673 | 1.3562 | 1.4453 | 1.4641
| domestic | 1 | 2 | 3 | 4 | 5 | 6 | commercial | 1 | 2 | 3 | 4 | 5 | 6 | industrial | 1 | 2 | 3 | 4 | 5 | 6
|  | 1.2093 | 1.1143 | 1.1779 | 1.3197 | 1.5107 | 1.7275 |  | 1.2791 | 1.3384 | 1.3891 | 1.5695 | 1.837 | 2.1106 |  | 1 | 1.01 | 1.05 | 1.16 | 1.26 | 1.39
prev
|  | 1 | 2 | 3 | 4 | 5 | 6 |  | prev 1: 1; prev 2: 1.21; prev 3: 1.28; prev 4: 1
|  | 1.2093 | 1.1779 | 1.1143 | 1.3197 | 1.5107 | 1.7275 |  | prev 1: 2; prev 2: 1.11; prev 3: 1.34; prev 4: 1.01
[9 empty] | 3 | 1.18 | 1.39 | 1.05
[9 empty] | 4 | 1.32 | 1.57 | 1.16
[9 empty] | 5 | 1.51 | 1.84 | 1.26
[9 empty] | 6 | 1.73 | 2.11 | 1.39

## References
Ref
[1] | National Grid. Electricity Ten Year Statement National Grid ESO. 2020
[2] | Charitopoulos, V. M., Fajardy, M., Chyong, C. K., & Reiner, D. M. (2023). The impact of 100% electrification of domestic heat in Great Britain. Iscience, 26(11).
[3] | ArcGIS, (x,y) coordination where x is longitude (east/west) and Y represents latitude
[4] | I. Walker, B. Madden and T. Foaad, Hydrogen supply chain evidence base, Department for business, energy and industrial strategy technical report, 2018.
[5] | Samsatli, S., & Samsatli, N. J. (2019). The role of renewable hydrogen and inter-seasonal storage in decarbonising heat – Comprehensive optimisation of future renewable energy value chains. Applied Energy, 233–234, 854–893. https://doi.org/10.1016/j.apenergy.2018.09.159
[6] | BEIS 2021, Hydrogen Production Costs 2021 Annex
[7] | IRENA 2012, RENEWABLE ENERGY TECHNOLOGIES: COST ANALYSIS SERIES, Hydropower
[8] | https://atb.nrel.gov/electricity/2024/hydropower
[9] | National Grid. Gas demand forecasting methodology National Grid Gas. 2016
[10] | Statista https://www.statista.com/statistics/1260117/projected-selling-prices-of-large-scale-hydrogen-green-projects/
[11] | NREL, 2024 Annual Technology Baseline (ATB)
[12] | NG ESO https://www.emrdeliverybody.com/Capacity%20Markets%20Document%20Library/Electricity%20Capacity%20Report%202022.pdf
[13] | Climate Change Committee. (2020). The Sixth Carbon Budget Electricity generation. www.theccc.org.uk
[14] | Danish Energy Agency, inputs/technology_data_for_el_and_dh.xlsx
[15] | Bounitsis, G. L., & Charitopoulos, V. M. (2024). The value of ammonia towards integrated power and heat system decarbonisation. Sustainable Energy & Fuels, 8(13), 2914–2940. https://doi.org/10.1039/D4SE00449C
[16] | Aunedi M., Yliruka M., Dehghan S., Pantaleo A.M., Shah N., Strbac G. ,Multi-model assessment of heat decarbonisation options in the UK using electricity and hydrogen,Renewable Energy, 194,2022,p 1261-1276,ISSN 0960-1481, https://doi.org/10.1016/j.renene.2022.05.145.
[17] | https://heatable.co.uk/boiler-advice/hydrogen-boilers
[18] | https://invictus-mech.co.uk/heat-pump-engineers/what-is-the-life-expectancy-of-a-heat-pump/#:~:text=The%20good%20news%20is%20that,the%20longer%20it%20will%20last.
[20] | S. Ong, C. Campbell, P. Denholm, R. Margolis, and G. Heath (2013). Land-Use Requirements for Solar Power Plants in the United States, NREL. Available at www.nrel.gov/publications.
[21] | Hydrogen interconnections: https://www.uktradeinfo.com/trade-data/ots-custom-table/
[25] | Ofgem https://www.ofgem.gov.uk/energy-policy-and-regulation/policy-and-regulatory-programmes/interconnectors
[26] | National Grid, 2024, 2024/2025 Half Year Statement https://www.nationalgrid.com/document/153151/download
[27] | Semcommittee, 2023 https://www.semcommittee.com/files/semcommittee/media-files/Calculation%20of%20a%20single%20Value%20of%20Lost%20Load%20within%20the%20SEM%20Information%20Paper%20SEM-23-072.pdf
[28] | Ofgem https://www.ofgem.gov.uk/energy-policy-and-regulation/policy-and-regulatory-programmes/interconnectors
[29] | DESN 2024 https://www.gov.uk/government/publications/capacity-market-auction-parameters-letter-from-desnz-to-eso-july-2024/full-details-of-auction-parameters-and-interconnector-de-rating-factors
[30] | Entsog, & Entso-e. (2022). TYNDP 2022 Scenario Report ¦ Version. April 2022.
[31] | National Grid ESO. (2023). Future Energy Scenarios . www.nationalgrideso.com/future-energy/future-energy-scenarios
[32] | IEA. The future of hydrogen. Technical report, 2019. URLhttps://www.iea.org/reports/the-future-of-hydrogen
[33] | Calderon et al. (2016), An optimisation framework for the strategic design of synthetic natural gas (BioSNG) supply chains
[33] | CCC, 2018 Biomass in a low-carbon economy
[34] | https://www.theccc.org.uk/publication/the-seventh-carbon-budget/
[36] | National Grid ESO. (2022). Future Energy Scenarios . www.nationalgrideso.com/future-energy/future-energy-scenarios
[37] | Palys, M. J., Kuznetsov, A., Tallaksen, J., Reese, M., & Daoutidis, P. (2019). A novel system for ammonia-based sustainable energy and agriculture: Concept and design optimization. Chemical Engineering and Processing - Process Intensification, 140, 11–21. https://doi.org/10.1016/J.CEP.2019.04.005
[38] | GHG conversion factors https://www.gov.uk/government/publications/greenhouse-gas-reporting-conversion-factors-2022
[39] | Energy https://www.energy.gov/eere/fuelcells/fuel-cells#:~:text=Fuel%20cells%20can%20operate%20at,efficiencies%20capable%20of%20exceeding%2060%25.
[41] | Sunny, N., mac Dowell, N., & Shah, N. (2020). What is needed to deliver carbon-neutral heat using hydrogen and CCS? Energy and Environmental Science 13(11), 4204–4224. https://doi.org/10.1039/d0ee02016h
[40] | https://www.irena.org/-/media/files/irena/agency/publication/2019/oct/irena_future_of_wind_2019.pdf
[41] | https://homerenergy.com/products/pro/docs/3.15/battery_roundtrip_efficiency.html (*(round-trip efficiency)^(1/2)
[42] | National Energy System Operator. (2024). Winter Outlook Report. https://www.neso.energy/document/330221/download
[46] | Efthymiadou, M. E., Charitopoulos, V. M., & Papageorgiou, L. G. (2024). Optimal hydrogen infrastructure planning for heat decarbonisation. Chemical Engineering Research and Design, 204, 121-136.
[43] | https://publications.parliament.uk/pa/ld201415/ldselect/ldsctech/121/12106.htm
[44] | Wang, H., Daoutidis, P., & Zhang, Q. (2021). Harnessing the Wind Power of the Ocean with Green Offshore Ammonia. ACS Sustainable Chemistry and Engineering, 9(43), 14605–14617. https://doi.org/10.1021/ACSSUSCHEMENG.1C06030/ASSET/IMAGES/LARGE/SC1C06030_0014.JPEG
[45] | MacDonald, A. E. et al. Future cost-competitive electricity systems and their impact on US CO2 emissions. Nature Climate Change 6, 526–531 (2016).
[46] | Redpoint. Impacts of further electricity interconnection on Great Britain: A Report by Redpoint Energy Limited, a business of Baringa Partners,for the Department of Energy and Climate Change (DECC). Department of Energy and Climate Change. 2013
[47] | National Grid. Electricity Ten Year Statement National Grid ESO. 2020
[48] | https://www.energydashboard.co.uk/live
[49] | Statista https://www.statista.com/statistics/1260117/projected-selling-prices-of-large-scale-hydrogen-green-projects/
[50] | Zeyringer, M., Price, J., Fais, B., Li, P.-H. & Sharp, E. Designing low-carbon power systems for Great Britain in 2050 that are robust to the spatiotemporal and inter-annual variability of weather. Nature Energy 3, 395–403 (2018)
[51] | https://www.oeko.de/en/
[52] | Energy Systems Catapult, “Impacts of water constraints on the uk’s energy system,” Energy Systems Catapult, Final Report, 2025, energy Water Nexus project. Commissioned by National Grid Electricity Transmission and National Gas Transmission; supported by HR Wallingford and PSC Consulting. [Online]. Available: https: //es.catapult.org.uk/report/impacts-of-water-constraints-on-the-uks-energy-system/
[52] | D. Murrant, A. Quinn, L. Chapman, and C. Heaton, “Water use of the uk thermal elec- tricity generation fleet by 2050: Part 1 identifying the problem,” Energy Policy, vol. 108, pp. 844–858, 2017